## LOG
Date | Name | Sheet Name | Cells | Comments
2020-03-13 | Martin Hagberg |  |  | Added sheets for industry sectors available in NO and SE but not in DK (these were earlier in other Subres-files which has been removed)
2018-02-13 | Olexandr Balyk | IND_Machinery | #REF! | Renamed Metal industry to Machinery industry
2017-08-11 | Mikkel Bosack Simonsen | Electric heating | L39:Q42 | Changede values for electric boilers, made similar to 1 MW boilers in the ELC sector
2016-08-11 | Steffen Dockweiler | Solar heating |  | Made same assumptions on investment costs and O&M as in the Solar Heating of Housing. Changed size of heating area assumption to 1500M2, and changed 2030 and 2050 effeicency of room heat to 12 %
2016-07-27 | Steffen Dockweiler | All IND_ sheets |  | Introduced an assumption splitting total O&M for wood whips on both variable and fixed, instead of just variable before. The model installed very much WCH maybe because of zero fixed O&M.
2016-07-21 | Steffen Dockweiler | All IND_ sheets |  | Introduced higher value for Fixed annual O&M for DH- taken from Subres_ELC_DH-Pipes to better capture the pipe costs. Please note that investments costs of installing the pipes are included in the INV costs - we were simply missing the O&M of the pipes. It can be discussed whether these should occur to the industries themselves, or rather to ELC sector?
2016-07-21 | Steffen Dockweiler | Solar_Heating |  | Recalculated variable O&M for 2030 and 2050 since improvements to % heat possible to cover by solar heat improves.
2016-06-15 | Steffen Dockweiler | IND_G&C |  | Changed the COAL effieciency/cost to be equal to biomass - SHOULD BE REVISITED!
2016-05-12 | Steffen Dockweiler | All IND_ sheets |  | Changed start date for all techs to be 2011
2016-05-11 | Steffen Dockweiler | All IND_ sheets |  | Changed SOL-technology to DAYNITE timeslice
2016-04-28 | Steffen Dockweiler | IND_G&C | C6:Y13 | Introduced coal fired plant to create MT and HT only for IND_G&C, to match statistics (Aalborg Portland)
2016-04-27 | Steffen Dockweiler | All IND_ sheets |  | Removed Forest Machines as a seperate energy service
2016-04-27 | Steffen Dockweiler | All IND_ sheets | C30:Y49 | Added wood chips/pellets for high temp - to match statistics
2016-04-27 | Steffen Dockweiler | All IND_ sheets | C26:Y29 | Added oil boilers for high temp - to match statistics
2016-04-26 | Steffen Dockweiler | All IND_ sheets | F108 | Added INDBGA, INDNGA, INDSNG1, INDSNG2 to forklifts
2016-04-26 | Steffen Dockweiler | All IND_ sheets | Column S | Changed AFA to VT-file level
2016-04-19 | Lars B. Termansen | all sheets |  | Tab colors adjusted
2016-04-19 | Lars B. Termansen | Intro |  | Added intro sheet
2016-04-07 | Steffen | All IND_ sheets | C6:C112 | Corrected names for new technologies, removing the "i".
2015-09-14 | Olexandr | IND_SavTechs | A1 | Moved all the data from SubRES_IND_SavingPot to here
2015-05-05 | Kenneth Bernard Karlsson | IND_Food | #REF! | Changed dem name as in agr.
2015-05-05 | Kenneth Bernard Karlsson | IND_AGR | #REF! | Added the 3 haulage demands
2015-05-05 | Kenneth Bernard Karlsson | IND_AGR | #REF! | Update of name to align with VT file
2015-03-11 | Olexandr Balyk | IND_Food | #REF! | Electric boiler are set to deliver HT as well
2014-07-21 | Mauri | Sheet HOU_Multi Boil | Rows 61-66 and 89-94 | Removed because not used anymore in this model version
2014-07-21 | Mauri | Sheet HOU_Deta Boil | Rows 61-66 and 89-94 | Removed because not used anymore in this model version
2014-06-12 | Stefan | Sheet HOU_Multi_Boil | K30 | lifetime of heat pumps to 30 years.
2014-06-12 | Stefan | Sheet HOU_Deta_Boil | K30 | lifetime of heat pumps to 30 years. It is based on the Technology Catalogue where it says that GSHPs are 20-30% more expansive than ASHPs (assumed because of the pipes) and the assumption that pipes have a lifetime of 50 years and heat pump of 20 years.

## Intro
Description
Purpose: | Definition of new technology definition available to be installed in industrt
Description: | Technologies are copied from ELC sector for proces heat and HOU for room heat. Notice the process definitions are kept for each industry sheet
Relevant sectors | IND
Description of different sheets
avaialable in
READ THIS | Special remarks relevant for this workbook
IND_SavTechs | Industry Saving Potential Technologies from COWI Study
IND_Aluminium | New technologies for Aluminimum (X) | SE, NO | NO
IND_PaperPulp | New technologies for Paper and Pulp (R) | SE, NO | NO
IND_IronSteel | New technologies for Iron and steel (S) | SE, NO | NO
IND_Wood | New technologies for Wood products (W) | SE, NO | NO
IND_Mining | New technologies for Mining (I) | SE, NO | NO
IND_AGR | New technologies for Agriculture (A) | SE, NO, DK | NO
IND_Food | New technologies for Food (F) | SE, NO, DK | NO
IND_CHEM | New technologies for Chemicals (C) | SE, NO, DK | NO
IND_Metal | New technologies for Metal and Machinery (M) | SE, NO, DK | NO
IND_Other | New technologies for Other manufacturing (O) | SE, NO, DK | NO
IND_Vehicles | New technologies for Cars sales and repair (V) | DK
IND_Trade | New technologies for Wholesale and Retail (T) | DK
IND_Private | New technologies for Private service (P) | DK
IND_Public | FOR DK: New technologies for Public service (U); FOR SE AND NO: New technologies for Service sector (no division private and public) (U) | SE, NO, DK | NO
IND_Construction | New technologies for Construction (N) | SE, NO, DK | NO
IND_Utilities | New technologies for Utilities (L) | DK
IND_G&C | New technologies for Glass & Concrete (G) - Different from the above green IND_ sheets since this industry can build coal plants (since it containts Aalborg Portland) | SE, NO, DK | NO
Oil-fired boiler | Data sheet for Oil-fired boiler
Natural gas boiler | Data sheet for Natural gas boiler
DH-substation | Data sheet for DH-substation
DHB Wood-Chips | Data sheet for DHB Wood-Chips
Biomass boiler, automatic | Data sheet for Biomass boiler, automatic
Biomass boiler, manual | Data sheet for Biomass boiler, manual
Wood stove | Data sheet for Wood stove
Heat pump, air-to-air | Data sheet for Heat pump, air-to-air
Heat pump, air-to-water | Data sheet for Heat pump, air-to-water
Heat pump, ground source | Data sheet for Heat pump, ground source
HP, gas absorption, air-to-water | Data sheet for HP, gas absorption, air-to-water
HP, gas absorption, brine-to-water | Data sheet for HP, gas absorption, brine-to-water
Heat pump, gas engine air-water | Data sheet for Heat pump, gas engine air-water
Heat pump, gas engine, Brine-wat | Data sheet for Heat pump, gas engine, Brine-wat
Solar heating | Data sheet for Solar heating
Heat pump, ventilation | Data sheet for Heat pump, ventilation
Electrical heating | Data sheet for Electrical heating
Micro CHP, natural gas FC | Data sheet for Micro CHP, natural gas FC
Micro CHP, hydrogen FC | Data sheet for Micro CHP, hydrogen FC
Micro CHP, Stirling engine | Data sheet for Micro CHP, Stirling engine
Micro CHP, Gas engine | Data sheet for Micro CHP, Gas engine
DH network | Data sheet for DH network
Electrical grid | Data sheet for Electrical grid

## READ THIS
We have to look into the size of the plants - the cost per kW is in most cases calculatet from a cost per unit and a assumet size of the plant - ( often a interval of plant size is given)
For some technologies there is given a "Possible additional specific investment" should it be included in the cost ?
Stefan has a documentation on heat savings estimation: link....
Martin Hagberg:
SE and NO industry representation including sector division is based on Eurostat data.
DK industry sector and sector division, which was developed earlier than SE and NO, has been developed based on other sources and therefore differ somewhat to SE and NO.
The easiest approach for adding new countries to the model would be to follow the approach by SE (for 4 regions/country) or NO (for two regions/country), starting from their respective VT file structure.

## Notes
Notes
- Cement has to use waste as input
- The added heat pumps use waste heat within industries themselves - how will this influence the district heating?
- Should the heat pumps have another input than just INDELC or also industrial wasteheat?

## IND_SavTechs
Industry Saving Potential Technologies (for DK, from COWI Study)
| ~FI_T | [7 empty] | ~FI_Process | [9 empty] | FOR POTENTIAL IT IS ALSO AVAILABLE COOLING/FREEZING BUT NOT IN THE VT_IND TEMPLATE
TechName | Comm-OUT | START | LIFE | INVCOST | FIXOM | VAROM | CAP2ACT | AFA~FX | Sets | TechName | TechDesc | Tact | Tcap | Tslvl | PrimaryCG | Vintage |  |  | So for now it is not included in this file too
\I: | [8 empty] | \I: Process Set Membership | Technology Name | Technology Description | Activity Unit | Capacity Unit | Timeslice Operational Level | Operational Commodity Group | Vintage Tracking
INDADEFFMT | IADMT | 2015 | 100 |  |  |  | 1 | 1 | DMD | INDADEFFMT | Agriculture Saving Tech-Heat Medium Temp. up to 150C | PJ | Pja |  |  |  | IAD | Agriculture | MT2015 | Heat Medium Temp. up to 150C
INDADEFFHT | IADHT | 2015 | 100 |  |  |  | 1 | 1 |  | INDADEFFHT | Agriculture Saving Tech-Heat High Temp. over 150C | PJ | Pja |  |  |  | IAD | Agriculture | HT2015 | Heat High Temp. over 150C
INDADEFFRH | IADRH | 2015 | 100 |  |  |  | 1 | 1 |  | INDADEFFRH | Agriculture Saving Tech-Heat Room Heat | PJ | Pja |  |  |  | IAD | Agriculture | RH2015 | Heat Room Heat
INDADEFFLA | IADLA | 2015 | 100 |  |  |  | 1 | 1 |  | INDADEFFLA | Agriculture Saving Tech-Light | PJ | Pja |  |  |  | IAD | Agriculture | LA2015 | Light
INDADEFFEM | IADEM | 2015 | 100 |  |  |  | 1 | 1 |  | INDADEFFEM | Agriculture Saving Tech-Electric Motors | PJ | Pja |  |  |  | IAD | Agriculture | EM2015 | Electric Motors
INDADEFFTF | IADTF | 2015 | 100 |  |  |  | 1 | 1 |  | INDADEFFTF | Agriculture Saving Tech-Haulage Tractors, Trucks, Fishing boats | PJ | Pja |  |  |  | IAD | Agriculture | TF2015 | Haulage Tractors, Trucks, Fishing boats
INDADEFFFL | IADFL | 2015 | 100 |  |  |  | 1 | 1 |  | INDADEFFFL | Agriculture Saving Tech-Forklifts | PJ | Pja |  |  |  | IAD | Agriculture | FL2015 | Forklifts
INDFDEFFMT | IFDMT | 2015 | 100 |  |  |  | 1 | 1 |  | INDFDEFFMT | Food Industry Saving Tech-Heat Medium Temp. up to 150C | PJ | Pja |  |  |  | IFD | Food Industry | MT2015 | Heat Medium Temp. up to 150C
INDFDEFFHT | IFDHT | 2015 | 100 |  |  |  | 1 | 1 |  | INDFDEFFHT | Food Industry Saving Tech-Heat High Temp. over 150C | PJ | Pja |  |  |  | IFD | Food Industry | HT2015 | Heat High Temp. over 150C
INDFDEFFRH | IFDRH | 2015 | 100 |  |  |  | 1 | 1 |  | INDFDEFFRH | Food Industry Saving Tech-Heat Room Heat | PJ | Pja |  |  |  | IFD | Food Industry | RH2015 | Heat Room Heat
INDFDEFFLA | IFDLA | 2015 | 100 |  |  |  | 1 | 1 |  | INDFDEFFLA | Food Industry Saving Tech-Light | PJ | Pja |  |  |  | IFD | Food Industry | LA2015 | Light
INDFDEFFEM | IFDEM | 2015 | 100 |  |  |  | 1 | 1 |  | INDFDEFFEM | Food Industry Saving Tech-Electric Motors | PJ | Pja |  |  |  | IFD | Food Industry | EM2015 | Electric Motors
INDFDEFFTF | IFDTF | 2015 | 100 |  |  |  | 1 | 1 |  | INDFDEFFTF | Food Industry Saving Tech-Haulage Tractors, Trucks, Fishing boats | PJ | Pja |  |  |  | IFD | Food Industry | TF2015 | Haulage Tractors, Trucks, Fishing boats
INDFDEFFFL | IFDFL | 2015 | 100 |  |  |  | 1 | 1 |  | INDFDEFFFL | Food Industry Saving Tech-Forklifts | PJ | Pja |  |  |  | IFD | Food Industry | FL2015 | Forklifts
INDCDEFFMT | ICDMT | 2015 | 100 |  |  |  | 1 | 1 |  | INDCDEFFMT | Chemical Industry Saving Tech-Heat Medium Temp. up to 150C | PJ | Pja |  |  |  | ICD | Chemical Industry | MT2015 | Heat Medium Temp. up to 150C
INDCDEFFHT | ICDHT | 2015 | 100 |  |  |  | 1 | 1 |  | INDCDEFFHT | Chemical Industry Saving Tech-Heat High Temp. over 150C | PJ | Pja |  |  |  | ICD | Chemical Industry | HT2015 | Heat High Temp. over 150C
INDCDEFFRH | ICDRH | 2015 | 100 |  |  |  | 1 | 1 |  | INDCDEFFRH | Chemical Industry Saving Tech-Heat Room Heat | PJ | Pja |  |  |  | ICD | Chemical Industry | RH2015 | Heat Room Heat
INDCDEFFLA | ICDLA | 2015 | 100 |  |  |  | 1 | 1 |  | INDCDEFFLA | Chemical Industry Saving Tech-Light | PJ | Pja |  |  |  | ICD | Chemical Industry | LA2015 | Light
INDCDEFFEM | ICDEM | 2015 | 100 |  |  |  | 1 | 1 |  | INDCDEFFEM | Chemical Industry Saving Tech-Electric Motors | PJ | Pja |  |  |  | ICD | Chemical Industry | EM2015 | Electric Motors
INDCDEFFTF | ICDTF | 2015 | 100 |  |  |  | 1 | 1 |  | INDCDEFFTF | Chemical Industry Saving Tech-Haulage Tractors, Trucks, Fishing boats | PJ | Pja |  |  |  | ICD | Chemical Industry | TF2015 | Haulage Tractors, Trucks, Fishing boats
INDCDEFFFL | ICDFL | 2015 | 100 |  |  |  | 1 | 1 |  | INDCDEFFFL | Chemical Industry Saving Tech-Forklifts | PJ | Pja |  |  |  | ICD | Chemical Industry | FL2015 | Forklifts
INDGDEFFMT | IGDMT | 2015 | 100 |  |  |  | 1 | 1 |  | INDGDEFFMT | Glass & Concrete industry Saving Tech-Heat Medium Temp. up to 150C | PJ | Pja |  |  |  | IGD | Glass & Concrete industry | MT2015 | Heat Medium Temp. up to 150C
INDGDEFFHT | IGDHT | 2015 | 100 |  |  |  | 1 | 1 |  | INDGDEFFHT | Glass & Concrete industry Saving Tech-Heat High Temp. over 150C | PJ | Pja |  |  |  | IGD | Glass & Concrete industry | HT2015 | Heat High Temp. over 150C
INDGDEFFRH | IGDRH | 2015 | 100 |  |  |  | 1 | 1 |  | INDGDEFFRH | Glass & Concrete industry Saving Tech-Heat Room Heat | PJ | Pja |  |  |  | IGD | Glass & Concrete industry | RH2015 | Heat Room Heat
INDGDEFFLA | IGDLA | 2015 | 100 |  |  |  | 1 | 1 |  | INDGDEFFLA | Glass & Concrete industry Saving Tech-Light | PJ | Pja |  |  |  | IGD | Glass & Concrete industry | LA2015 | Light
INDGDEFFEM | IGDEM | 2015 | 100 |  |  |  | 1 | 1 |  | INDGDEFFEM | Glass & Concrete industry Saving Tech-Electric Motors | PJ | Pja |  |  |  | IGD | Glass & Concrete industry | EM2015 | Electric Motors
INDGDEFFTF | IGDTF | 2015 | 100 |  |  |  | 1 | 1 |  | INDGDEFFTF | Glass & Concrete industry Saving Tech-Haulage Tractors, Trucks, Fishing boats | PJ | Pja |  |  |  | IGD | Glass & Concrete industry | TF2015 | Haulage Tractors, Trucks, Fishing boats
INDGDEFFFL | IGDFL | 2015 | 100 |  |  |  | 1 | 1 |  | INDGDEFFFL | Glass & Concrete industry Saving Tech-Forklifts | PJ | Pja |  |  |  | IGD | Glass & Concrete industry | FL2015 | Forklifts
INDMDEFFMT | IMDMT | 2015 | 100 |  |  |  | 1 | 1 |  | INDMDEFFMT | Metal industry Saving Tech-Heat Medium Temp. up to 150C | PJ | Pja |  |  |  | IMD | Metal industry | MT2015 | Heat Medium Temp. up to 150C
INDMDEFFHT | IMDHT | 2015 | 100 |  |  |  | 1 | 1 |  | INDMDEFFHT | Metal industry Saving Tech-Heat High Temp. over 150C | PJ | Pja |  |  |  | IMD | Metal industry | HT2015 | Heat High Temp. over 150C
INDMDEFFRH | IMDRH | 2015 | 100 |  |  |  | 1 | 1 |  | INDMDEFFRH | Metal industry Saving Tech-Heat Room Heat | PJ | Pja |  |  |  | IMD | Metal industry | RH2015 | Heat Room Heat
INDMDEFFLA | IMDLA | 2015 | 100 |  |  |  | 1 | 1 |  | INDMDEFFLA | Metal industry Saving Tech-Light | PJ | Pja |  |  |  | IMD | Metal industry | LA2015 | Light
INDMDEFFEM | IMDEM | 2015 | 100 |  |  |  | 1 | 1 |  | INDMDEFFEM | Metal industry Saving Tech-Electric Motors | PJ | Pja |  |  |  | IMD | Metal industry | EM2015 | Electric Motors
INDMDEFFTF | IMDTF | 2015 | 100 |  |  |  | 1 | 1 |  | INDMDEFFTF | Metal industry Saving Tech-Haulage Tractors, Trucks, Fishing boats | PJ | Pja |  |  |  | IMD | Metal industry | TF2015 | Haulage Tractors, Trucks, Fishing boats
INDMDEFFFL | IMDFL | 2015 | 100 |  |  |  | 1 | 1 |  | INDMDEFFFL | Metal industry Saving Tech-Forklifts | PJ | Pja |  |  |  | IMD | Metal industry | FL2015 | Forklifts
INDODEFFMT | IODMT | 2015 | 100 |  |  |  | 1 | 1 |  | INDODEFFMT | Other comm Saving Tech-Heat Medium Temp. up to 150C | PJ | Pja |  |  |  | IOD | Other comm | MT2015 | Heat Medium Temp. up to 150C
INDODEFFHT | IODHT | 2015 | 100 |  |  |  | 1 | 1 |  | INDODEFFHT | Other comm Saving Tech-Heat High Temp. over 150C | PJ | Pja |  |  |  | IOD | Other comm | HT2015 | Heat High Temp. over 150C
INDODEFFRH | IODRH | 2015 | 100 |  |  |  | 1 | 1 |  | INDODEFFRH | Other comm Saving Tech-Heat Room Heat | PJ | Pja |  |  |  | IOD | Other comm | RH2015 | Heat Room Heat
INDODEFFLA | IODLA | 2015 | 100 |  |  |  | 1 | 1 |  | INDODEFFLA | Other comm Saving Tech-Light | PJ | Pja |  |  |  | IOD | Other comm | LA2015 | Light
INDODEFFEM | IODEM | 2015 | 100 |  |  |  | 1 | 1 |  | INDODEFFEM | Other comm Saving Tech-Electric Motors | PJ | Pja |  |  |  | IOD | Other comm | EM2015 | Electric Motors
INDODEFFTF | IODTF | 2015 | 100 |  |  |  | 1 | 1 |  | INDODEFFTF | Other comm Saving Tech-Haulage Tractors, Trucks, Fishing boats | PJ | Pja |  |  |  | IOD | Other comm | TF2015 | Haulage Tractors, Trucks, Fishing boats
INDODEFFFL | IODFL | 2015 | 100 |  |  |  | 1 | 1 |  | INDODEFFFL | Other comm Saving Tech-Forklifts | PJ | Pja |  |  |  | IOD | Other comm | FL2015 | Forklifts
INDVDEFFMT | IVDMT | 2015 | 100 |  |  |  | 1 | 1 |  | INDVDEFFMT | Motor vehicles Saving Tech-Heat Medium Temp. up to 150C | PJ | Pja |  |  |  | IVD | Motor vehicles | MT2015 | Heat Medium Temp. up to 150C
INDVDEFFHT | IVDHT | 2015 | 100 |  |  |  | 1 | 1 |  | INDVDEFFHT | Motor vehicles Saving Tech-Heat High Temp. over 150C | PJ | Pja |  |  |  | IVD | Motor vehicles | HT2015 | Heat High Temp. over 150C
INDVDEFFRH | IVDRH | 2015 | 100 |  |  |  | 1 | 1 |  | INDVDEFFRH | Motor vehicles Saving Tech-Heat Room Heat | PJ | Pja |  |  |  | IVD | Motor vehicles | RH2015 | Heat Room Heat
INDVDEFFLA | IVDLA | 2015 | 100 |  |  |  | 1 | 1 |  | INDVDEFFLA | Motor vehicles Saving Tech-Light | PJ | Pja |  |  |  | IVD | Motor vehicles | LA2015 | Light
INDVDEFFEM | IVDEM | 2015 | 100 |  |  |  | 1 | 1 |  | INDVDEFFEM | Motor vehicles Saving Tech-Electric Motors | PJ | Pja |  |  |  | IVD | Motor vehicles | EM2015 | Electric Motors
INDVDEFFTF | IVDTF | 2015 | 100 |  |  |  | 1 | 1 |  | INDVDEFFTF | Motor vehicles Saving Tech-Haulage Tractors, Trucks, Fishing boats | PJ | Pja |  |  |  | IVD | Motor vehicles | TF2015 | Haulage Tractors, Trucks, Fishing boats
INDVDEFFFL | IVDFL | 2015 | 100 |  |  |  | 1 | 1 |  | INDVDEFFFL | Motor vehicles Saving Tech-Forklifts | PJ | Pja |  |  |  | IVD | Motor vehicles | FL2015 | Forklifts
INDLDEFFMT | ILDMT | 2015 | 100 |  |  |  | 1 | 1 |  | INDLDEFFMT | Other utilities Saving Tech-Heat Medium Temp. up to 150C | PJ | Pja |  |  |  | ILD | Other utilities | MT2015 | Heat Medium Temp. up to 150C
INDLDEFFHT | ILDHT | 2015 | 100 |  |  |  | 1 | 1 |  | INDLDEFFHT | Other utilities Saving Tech-Heat High Temp. over 150C | PJ | Pja |  |  |  | ILD | Other utilities | HT2015 | Heat High Temp. over 150C
INDLDEFFRH | ILDRH | 2015 | 100 |  |  |  | 1 | 1 |  | INDLDEFFRH | Other utilities Saving Tech-Heat Room Heat | PJ | Pja |  |  |  | ILD | Other utilities | RH2015 | Heat Room Heat
INDLDEFFLA | ILDLA | 2015 | 100 |  |  |  | 1 | 1 |  | INDLDEFFLA | Other utilities Saving Tech-Light | PJ | Pja |  |  |  | ILD | Other utilities | LA2015 | Light
INDLDEFFEM | ILDEM | 2015 | 100 |  |  |  | 1 | 1 |  | INDLDEFFEM | Other utilities Saving Tech-Electric Motors | PJ | Pja |  |  |  | ILD | Other utilities | EM2015 | Electric Motors
INDLDEFFTF | ILDTF | 2015 | 100 |  |  |  | 1 | 1 |  | INDLDEFFTF | Other utilities Saving Tech-Haulage Tractors, Trucks, Fishing boats | PJ | Pja |  |  |  | ILD | Other utilities | TF2015 | Haulage Tractors, Trucks, Fishing boats
INDLDEFFFL | ILDFL | 2015 | 100 |  |  |  | 1 | 1 |  | INDLDEFFFL | Other utilities Saving Tech-Forklifts | PJ | Pja |  |  |  | ILD | Other utilities | FL2015 | Forklifts
INDNDEFFMT | INDMT | 2015 | 100 |  |  |  | 1 | 1 |  | INDNDEFFMT | Construction Saving Tech-Heat Medium Temp. up to 150C | PJ | Pja |  |  |  | IND | Construction | MT2015 | Heat Medium Temp. up to 150C
INDNDEFFHT | INDHT | 2015 | 100 |  |  |  | 1 | 1 |  | INDNDEFFHT | Construction Saving Tech-Heat High Temp. over 150C | PJ | Pja |  |  |  | IND | Construction | HT2015 | Heat High Temp. over 150C
INDNDEFFRH | INDRH | 2015 | 100 |  |  |  | 1 | 1 |  | INDNDEFFRH | Construction Saving Tech-Heat Room Heat | PJ | Pja |  |  |  | IND | Construction | RH2015 | Heat Room Heat
INDNDEFFLA | INDLA | 2015 | 100 |  |  |  | 1 | 1 |  | INDNDEFFLA | Construction Saving Tech-Light | PJ | Pja |  |  |  | IND | Construction | LA2015 | Light
INDNDEFFEM | INDEM | 2015 | 100 |  |  |  | 1 | 1 |  | INDNDEFFEM | Construction Saving Tech-Electric Motors | PJ | Pja |  |  |  | IND | Construction | EM2015 | Electric Motors
INDNDEFFTF | INDTF | 2015 | 100 |  |  |  | 1 | 1 |  | INDNDEFFTF | Construction Saving Tech-Haulage Tractors, Trucks, Fishing boats | PJ | Pja |  |  |  | IND | Construction | TF2015 | Haulage Tractors, Trucks, Fishing boats
INDNDEFFFL | INDFL | 2015 | 100 |  |  |  | 1 | 1 |  | INDNDEFFFL | Construction Saving Tech-Forklifts | PJ | Pja |  |  |  | IND | Construction | FL2015 | Forklifts
INDTDEFFMT | ITDMT | 2015 | 100 |  |  |  | 1 | 1 |  | INDTDEFFMT | Wholesale and retail Saving Tech-Heat Medium Temp. up to 150C | PJ | Pja |  |  |  | ITD | Wholesale and retail | MT2015 | Heat Medium Temp. up to 150C
INDTDEFFHT | ITDHT | 2015 | 100 |  |  |  | 1 | 1 |  | INDTDEFFHT | Wholesale and retail Saving Tech-Heat High Temp. over 150C | PJ | Pja |  |  |  | ITD | Wholesale and retail | HT2015 | Heat High Temp. over 150C
INDTDEFFRH | ITDRH | 2015 | 100 |  |  |  | 1 | 1 |  | INDTDEFFRH | Wholesale and retail Saving Tech-Heat Room Heat | PJ | Pja |  |  |  | ITD | Wholesale and retail | RH2015 | Heat Room Heat
INDTDEFFLA | ITDLA | 2015 | 100 |  |  |  | 1 | 1 |  | INDTDEFFLA | Wholesale and retail Saving Tech-Light | PJ | Pja |  |  |  | ITD | Wholesale and retail | LA2015 | Light
INDTDEFFEM | ITDEM | 2015 | 100 |  |  |  | 1 | 1 |  | INDTDEFFEM | Wholesale and retail Saving Tech-Electric Motors | PJ | Pja |  |  |  | ITD | Wholesale and retail | EM2015 | Electric Motors
INDTDEFFTF | ITDTF | 2015 | 100 |  |  |  | 1 | 1 |  | INDTDEFFTF | Wholesale and retail Saving Tech-Haulage Tractors, Trucks, Fishing boats | PJ | Pja |  |  |  | ITD | Wholesale and retail | TF2015 | Haulage Tractors, Trucks, Fishing boats
INDTDEFFFL | ITDFL | 2015 | 100 |  |  |  | 1 | 1 |  | INDTDEFFFL | Wholesale and retail Saving Tech-Forklifts | PJ | Pja |  |  |  | ITD | Wholesale and retail | FL2015 | Forklifts
INDPDEFFMT | IPDMT | 2015 | 100 |  |  |  | 1 | 1 |  | INDPDEFFMT | Private service Saving Tech-Heat Medium Temp. up to 150C | PJ | Pja |  |  |  | IPD | Private service | MT2015 | Heat Medium Temp. up to 150C
INDPDEFFHT | IPDHT | 2015 | 100 |  |  |  | 1 | 1 |  | INDPDEFFHT | Private service Saving Tech-Heat High Temp. over 150C | PJ | Pja |  |  |  | IPD | Private service | HT2015 | Heat High Temp. over 150C
INDPDEFFRH | IPDRH | 2015 | 100 |  |  |  | 1 | 1 |  | INDPDEFFRH | Private service Saving Tech-Heat Room Heat | PJ | Pja |  |  |  | IPD | Private service | RH2015 | Heat Room Heat
INDPDEFFLA | IPDLA | 2015 | 100 |  |  |  | 1 | 1 |  | INDPDEFFLA | Private service Saving Tech-Light | PJ | Pja |  |  |  | IPD | Private service | LA2015 | Light
INDPDEFFEM | IPDEM | 2015 | 100 |  |  |  | 1 | 1 |  | INDPDEFFEM | Private service Saving Tech-Electric Motors | PJ | Pja |  |  |  | IPD | Private service | EM2015 | Electric Motors
INDPDEFFTF | IPDTF | 2015 | 100 |  |  |  | 1 | 1 |  | INDPDEFFTF | Private service Saving Tech-Haulage Tractors, Trucks, Fishing boats | PJ | Pja |  |  |  | IPD | Private service | TF2015 | Haulage Tractors, Trucks, Fishing boats
INDPDEFFFL | IPDFL | 2015 | 100 |  |  |  | 1 | 1 |  | INDPDEFFFL | Private service Saving Tech-Forklifts | PJ | Pja |  |  |  | IPD | Private service | FL2015 | Forklifts
INDUDEFFMT | IUDMT | 2015 | 100 |  |  |  | 1 | 1 |  | INDUDEFFMT | Public service Saving Tech-Heat Medium Temp. up to 150C | PJ | Pja |  |  |  | IUD | Public service | MT2015 | Heat Medium Temp. up to 150C
INDUDEFFHT | IUDHT | 2015 | 100 |  |  |  | 1 | 1 |  | INDUDEFFHT | Public service Saving Tech-Heat High Temp. over 150C | PJ | Pja |  |  |  | IUD | Public service | HT2015 | Heat High Temp. over 150C
INDUDEFFRH | IUDRH | 2015 | 100 |  |  |  | 1 | 1 |  | INDUDEFFRH | Public service Saving Tech-Heat Room Heat | PJ | Pja |  |  |  | IUD | Public service | RH2015 | Heat Room Heat
INDUDEFFLA | IUDLA | 2015 | 100 |  |  |  | 1 | 1 |  | INDUDEFFLA | Public service Saving Tech-Light | PJ | Pja |  |  |  | IUD | Public service | LA2015 | Light
INDUDEFFEM | IUDEM | 2015 | 100 |  |  |  | 1 | 1 |  | INDUDEFFEM | Public service Saving Tech-Electric Motors | PJ | Pja |  |  |  | IUD | Public service | EM2015 | Electric Motors
INDUDEFFTF | IUDTF | 2015 | 100 |  |  |  | 1 | 1 |  | INDUDEFFTF | Public service Saving Tech-Haulage Tractors, Trucks, Fishing boats | PJ | Pja |  |  |  | IUD | Public service | TF2015 | Haulage Tractors, Trucks, Fishing boats |  |  |  | ILD
INDUDEFFFL | IUDFL | 2015 | 100 |  |  |  | 1 | 1 |  | INDUDEFFFL | Public service Saving Tech-Forklifts | PJ | Pja |  |  |  | IUD | Public service | FL2015 | Forklifts
INDXDEFFMT | IXDMT | 2015 | 100 |  |  |  | 1 | 1 |  | INDXDEFFMT | Aluminium Saving Tech-Heat Medium Temp. up to 150C | PJ | Pja |  |  |  | X | Aluminium | MT2015 | Heat Medium Temp. up to 150C |  |  |  | IND
INDXDEFFHT | IXDHT | 2015 | 100 |  |  |  | 1 | 1 |  | INDXDEFFHT | Aluminium Saving Tech-Heat High Temp. over 150C | PJ | Pja |  |  |  | X | Aluminium | HT2015 | Heat High Temp. over 150C
INDXDEFFRH | IXDRH | 2015 | 100 |  |  |  | 1 | 1 |  | INDXDEFFRH | Aluminium Saving Tech-Heat Room Heat | PJ | Pja |  |  |  | X | Aluminium | RH2015 | Heat Room Heat
INDXDEFFLA | IXDLA | 2015 | 100 |  |  |  | 1 | 1 |  | INDXDEFFLA | Aluminium Saving Tech-Light | PJ | Pja |  |  |  | X | Aluminium | LA2015 | Light
INDXDEFFEM | IXDEM | 2015 | 100 |  |  |  | 1 | 1 |  | INDXDEFFEM | Aluminium Saving Tech-Electric Motors | PJ | Pja |  |  |  | X | Aluminium | EM2015 | Electric Motors
INDXDEFFTF | IXDTF | 2015 | 100 |  |  |  | 1 | 1 |  | INDXDEFFTF | Aluminium Saving Tech-Haulage Tractors, Trucks, Fishing boats | PJ | Pja |  |  |  | X | Aluminium | TF2015 | Haulage Tractors, Trucks, Fishing boats
INDRDEFFMT | IRDMT | 2015 | 100 |  |  |  | 1 | 1 |  | INDRDEFFMT | Paper & Pulp Saving Tech-Heat Medium Temp. up to 150C | PJ | Pja |  |  |  | R | Paper & Pulp
INDRDEFFHT | IRDHT | 2015 | 100 |  |  |  | 1 | 1 |  | INDRDEFFHT | Paper & Pulp Saving Tech-Heat High Temp. over 150C | PJ | Pja |  |  |  | R | Paper & Pulp
INDRDEFFRH | IRDRH | 2015 | 100 |  |  |  | 1 | 1 |  | INDRDEFFRH | Paper & Pulp Saving Tech-Heat Room Heat | PJ | Pja |  |  |  | R | Paper & Pulp
INDRDEFFLA | IRDLA | 2015 | 100 |  |  |  | 1 | 1 |  | INDRDEFFLA | Paper & Pulp Saving Tech-Light | PJ | Pja |  |  |  | R | Paper & Pulp
INDRDEFFEM | IRDEM | 2015 | 100 |  |  |  | 1 | 1 |  | INDRDEFFEM | Paper & Pulp Saving Tech-Electric Motors | PJ | Pja |  |  |  | R | Paper & Pulp
INDRDEFFTF | IRDTF | 2015 | 100 |  |  |  | 1 | 1 |  | INDRDEFFTF | Paper & Pulp Saving Tech-Haulage Tractors, Trucks, Fishing boats | PJ | Pja |  |  |  | R | Paper & Pulp
INDSDEFFMT | ISDMT | 2015 | 100 |  |  |  | 1 | 1 |  | INDSDEFFMT | Iron & Steel Saving Tech-Heat Medium Temp. up to 150C | PJ | Pja |  |  |  | S | Iron & Steel
INDSDEFFHT | ISDHT | 2015 | 100 |  |  |  | 1 | 1 |  | INDSDEFFHT | Iron & Steel Saving Tech-Heat High Temp. over 150C | PJ | Pja |  |  |  | S | Iron & Steel
INDSDEFFRH | ISDRH | 2015 | 100 |  |  |  | 1 | 1 |  | INDSDEFFRH | Iron & Steel Saving Tech-Heat Room Heat | PJ | Pja |  |  |  | S | Iron & Steel
INDSDEFFLA | ISDLA | 2015 | 100 |  |  |  | 1 | 1 |  | INDSDEFFLA | Iron & Steel Saving Tech-Light | PJ | Pja |  |  |  | S | Iron & Steel
INDSDEFFEM | ISDEM | 2015 | 100 |  |  |  | 1 | 1 |  | INDSDEFFEM | Iron & Steel Saving Tech-Electric Motors | PJ | Pja |  |  |  | S | Iron & Steel
INDSDEFFTF | ISDTF | 2015 | 100 |  |  |  | 1 | 1 |  | INDSDEFFTF | Iron & Steel Saving Tech-Haulage Tractors, Trucks, Fishing boats | PJ | Pja |  |  |  | S | Iron & Steel
INDWDEFFMT | IWDMT | 2015 | 100 |  |  |  | 1 | 1 |  | INDWDEFFMT | Wood products Saving Tech-Heat Medium Temp. up to 150C | PJ | Pja |  |  |  | W | Wood products
INDWDEFFHT | IWDHT | 2015 | 100 |  |  |  | 1 | 1 |  | INDWDEFFHT | Wood products Saving Tech-Heat High Temp. over 150C | PJ | Pja |  |  |  | W | Wood products
INDWDEFFRH | IWDRH | 2015 | 100 |  |  |  | 1 | 1 |  | INDWDEFFRH | Wood products Saving Tech-Heat Room Heat | PJ | Pja |  |  |  | W | Wood products
INDWDEFFLA | IWDLA | 2015 | 100 |  |  |  | 1 | 1 |  | INDWDEFFLA | Wood products Saving Tech-Light | PJ | Pja |  |  |  | W | Wood products
INDWDEFFEM | IWDEM | 2015 | 100 |  |  |  | 1 | 1 |  | INDWDEFFEM | Wood products Saving Tech-Electric Motors | PJ | Pja |  |  |  | W | Wood products
INDWDEFFTF | IWDTF | 2015 | 100 |  |  |  | 1 | 1 |  | INDWDEFFTF | Wood products Saving Tech-Haulage Tractors, Trucks, Fishing boats | PJ | Pja |  |  |  | W | Wood products
INDIDEFFMT | IIDMT | 2015 | 100 |  |  |  | 1 | 1 |  | INDIDEFFMT | Mining Saving Tech-Heat Medium Temp. up to 150C | PJ | Pja |  |  |  | I | Mining
INDIDEFFHT | IIDHT | 2015 | 100 |  |  |  | 1 | 1 |  | INDIDEFFHT | Mining Saving Tech-Heat High Temp. over 150C | PJ | Pja |  |  |  | I | Mining
INDIDEFFRH | IIDRH | 2015 | 100 |  |  |  | 1 | 1 |  | INDIDEFFRH | Mining Saving Tech-Heat Room Heat | PJ | Pja |  |  |  | I | Mining
INDIDEFFLA | IIDLA | 2015 | 100 |  |  |  | 1 | 1 |  | INDIDEFFLA | Mining Saving Tech-Light | PJ | Pja |  |  |  | I | Mining
INDIDEFFEM | IIDEM | 2015 | 100 |  |  |  | 1 | 1 |  | INDIDEFFEM | Mining Saving Tech-Electric Motors | PJ | Pja |  |  |  | I | Mining
INDIDEFFTF | IIDTF | 2015 | 100 |  |  |  | 1 | 1 |  | INDIDEFFTF | Mining Saving Tech-Haulage Tractors, Trucks, Fishing boats | PJ | Pja |  |  |  | I | Mining
[18 empty] | 1 | IA | IAG | INDA | Agriculture | 01 Agriculture, forestry and fishing
[18 empty] | 2 | IF | IFD | INDF | Food industry | 02 Food and Tabacco industry
[18 empty] | 3 | IC | ICH | INDC | Chemical industry | 04 Chemical and Petrochemical industry
[18 empty] | 4 | IG | IGL | INDG | Glass & Concrete industry | 05 Non-metallic Minerals (Glass, pottery & building mat. Industry)
[18 empty] | 5 | IX | IAL | INDX | Aluminium industry | 06 Non-ferrous metal industry
[18 empty] | 6 | IO | IOT | INDO | Other comm | 07 Other commodity production
[18 empty] | 7 | IR | IPP | INDR | Paper & Pulp industry | 08 Paper, Pulp and Print
[18 empty] | 8 | IS | ISM | INDS | Iron & Steel | 09 Iron and steel industry
[18 empty] | 9 | IM | IME | INDM | Machinery industry | 10 Machinery and Transport Equipment
[18 empty] | 10 | IU | ISR | INDU | Service | 11 Service industries
[18 empty] | 11 | IN | ICO | INDN | Construction | 12 Construction industries
[18 empty] | 12 | IW | IWP | INDW | Wood products industry | 13 Wood and Wood Products
[18 empty] | 13 | II | IMQ | INDI | Mining | 14 Mining and Quarrying
Note on Q6: Possible TsLvl ANNUAL (Annual level) SEASON (Seasonal level) WEEKLY (Weekly level) DAYNITE (day and night level)
Note on S6: Possible Vintage NO (if empty by default mean NO) YES
Note on L7: Sets declarations are NOT inherited. Possible Process Sets ELE (Thermal Electric Power Plant) CHP (Combined Heat and Power) STGTSS (Pump Storage) PRE (Genric Process/Technology) DMD (Demand Device) IMP (Import) EXP (Export) MIN (Mining Process) RNW (Renewable Technology) HPL (Heating Plant)

## IND_Trade
[10 empty] | ITDRH | ITDMT | ITDHT
[7 empty] | ~FI_T |  |  | 100% | 80% | 70%
|  | TechName | *TechDesc | CURR | Comm-IN | Comm-OUT | YEAR | START | EFF | LIFE | INVCOST | FIXOM | VAROM | CAP2ACT | AFA | FEMIS~ITDSOx | FEMIS~ITDNOx | FEMIS~ITDCH4 | FEMIS~ITDNO2 | FEMIS~ITDPM | * Source | Input~ELCC | EFF heat pumps moved to Trans file
|  | *PlantName | [21 empty] | Sector | Trade (Wholesale and Retail)
|  | * | [8 empty] | Mkr/MW | Mkr/MW/year | Mkr/PJ | Factor | Factor | g/GJ | g/GJ | g/GJ | g/GJ | g/GJ
|  | INDTDHTGASN1 | Industrial heating technology Trade (Wholesale and Retail) HT - gas boiler - new 1 | MKr15 | INDNGA, INDBGA, INDSNG1, INDSNG2, INDLPG | ITDHT | 2011 | 2011 | 0.714 | 25 | 0.94367 | 0.0298 | 14.9 | 0.031536 | 0.5 | 0 | 20 | 2 | 0 | 0 |  | 0 |  | ITDHT | Industry Trade (Wholesale and Retail) industry Demand Heat High Temp. over 150C
|  |  |  | MKr15 |  |  | 2020 |  | 0.714 |  | 0.91883 | 0.0298 | 14.9 |  |  | 0 | 10 | 1 | 0 | 0 |  | 0 |  | ITDMT | Industry Trade (Wholesale and Retail) industry Demand Heat Medium Temp. up to 150C
|  |  |  | MKr15 |  |  | 2030 |  | 0.714 |  | 0.894 | 0.0298 | 14.9 |  |  | 0 | 5 | 0.5 | 0 | 0 |  | 0 |  | ITDRH | Industry Trade (Wholesale and Retail) industry Demand Heat Room Heat
|  |  |  | MKr15 |  |  | 2050 |  | 0.714 |  | 0.894 | 0.0298 | 14.9 |  |  | 0 | 5 | 0.5 | 0 | 0 |  | 0 |  | ITDLA | Industry Trade (Wholesale and Retail) industry Demand Light Appliances
|  | INDTDMTGASN1 | Industrial heating technology Trade (Wholesale and Retail) MT - gas boiler - new 1 | MKr15 | INDNGA, INDBGA, INDSNG1, INDSNG2, INDLPG | ITDMT | 2011 | 2011 | 0.816 | 25 | 0.94367 | 0.0298 | 14.9 | 0.031536 | 0.5 | 0 | 20 | 2 | 0 | 0 |  | 0 |  | ITDEM | Industry Trade (Wholesale and Retail) industry Demand Electric Motors
|  |  |  | MKr15 |  |  | 2020 |  | 0.816 |  | 0.91883 | 0.0298 | 14.9 |  |  | 0 | 10 | 1 | 0 | 0 |  | 0 |  | ITDTF | Industry Trade (Wholesale and Retail) industry Demand Tractors, Trucks, Fishing boats, Forest machines
|  |  |  | MKr15 |  |  | 2030 |  | 0.816 |  | 0.894 | 0.0298 | 14.9 |  |  | 0 | 5 | 0.5 | 0 | 0 |  | 0 |  | ITDFL | Industry Trade (Wholesale and Retail) industry Demand Forklifts
|  |  |  | MKr15 |  |  | 2050 |  | 0.816 |  | 0.894 | 0.0298 | 14.9 |  |  | 0 | 5 | 0.5 | 0 | 0 |  | 0
|  | INDTDRHGASN1 | Industrial heating technology Trade (Wholesale and Retail) RH - gas boiler - new 1 | MKr15 | INDNGA, INDBGA, INDSNG1, INDSNG2, INDLPG | ITDRH | 2011 | 2011 | 1.02 | 25 | 0.94367 | 0.0298 | 14.9 | 0.031536 | 0.5 | 0 | 20 | 2 | 0 | 0 |  | 0
|  |  |  | MKr15 |  |  | 2020 |  | 1.02 |  | 0.91883 | 0.0298 | 14.9 |  |  | 0 | 10 | 1 | 0 | 0 |  | 0
|  |  |  | MKr15 |  |  | 2030 |  | 1.02 |  | 0.894 | 0.0298 | 14.9 |  |  | 0 | 5 | 0.5 | 0 | 0 |  | 0
|  |  |  | MKr15 |  |  | 2050 |  | 1.02 |  | 0.894 | 0.0298 | 14.9 |  |  | 0 | 5 | 0.5 | 0 | 0 |  | 0
|  | INDTDRHDSLN1 | Industrial heating technology Trade (Wholesale and Retail) RH - oil boiler - new 1 | MKr15 | INDDSL, INDDSB1, INDDSB2, INDHFO | ITDRH | 2011 | 2011 | 0.96 | 20 | 0.596 | 0.0093125 | 0 | 0.031536 | 0.5 | 0.5 | 30 | 0 | 0 | 0.03 |  | 0
|  |  |  | MKr15 |  |  | 2020 |  | 0.96 |  | 0.596 | 0.0093125 | 0 |  |  | 0.5 | 30 | 0 | 0 | 0.03 |  | 0
|  |  |  | MKr15 |  |  | 2030 |  | 0.96 |  | 0.596 | 0.0093125 | 0 |  |  | 0.5 | 30 | 0 | 0 | 0.03 |  | 0
|  |  |  | MKr15 |  |  | 2050 |  | 0.96 |  | 0.596 | 0.0093125 | 0 |  |  | 0.5 | 30 | 0 | 0 | 0.03 |  | 0
|  | INDTDMTDSLN1 | Industrial heating technology Trade (Wholesale and Retail) MT - oil boiler - new 1 | MKr15 | INDDSL, INDDSB1, INDDSB2, INDHFO | ITDMT | 2011 | 2011 | 0.768 | 20 | 0.596 | 0.0093125 | 0 | 0.031536 | 0.5 | 0.5 | 30 | 0 | 0 | 0.03 |  | 0
|  |  |  | MKr15 |  |  | 2020 |  | 0.768 |  | 0.596 | 0.0093125 | 0 |  |  | 0.5 | 30 | 0 | 0 | 0.03 |  | 0
|  |  |  | MKr15 |  |  | 2030 |  | 0.768 |  | 0.596 | 0.0093125 | 0 |  |  | 0.5 | 30 | 0 | 0 | 0.03 |  | 0
|  |  |  | MKr15 |  |  | 2050 |  | 0.768 |  | 0.596 | 0.0093125 | 0 |  |  | 0.5 | 30 | 0 | 0 | 0.03 |  | 0
|  | INDTDHTDSLN1 | Industrial heating technology Trade (Wholesale and Retail) HT - oil boiler - new 1 | MKr15 | INDDSL, INDDSB1, INDDSB2, INDHFO | ITDHT | 2011 | 2011 | 0.672 | 20 | 0.596 | 0.0093125 | 0 | 0.031536 | 0.5 | 0.5 | 30 | 0 | 0 | 0.03
|  |  |  | MKr15 |  |  | 2020 |  | 0.672 |  | 0.596 | 0.0093125 | 0 |  |  | 0.5 | 30 | 0 | 0 | 0.03
|  |  |  | MKr15 |  |  | 2030 |  | 0.672 |  | 0.596 | 0.0093125 | 0 |  |  | 0.5 | 30 | 0 | 0 | 0.03
|  |  |  | MKr15 |  |  | 2050 |  | 0.672 |  | 0.596 | 0.0093125 | 0 |  |  | 0.5 | 30 | 0 | 0 | 0.03
|  | INDTDRHWPEN1 | Industrial heating technology Trade (Wholesale and Retail) RH - biomass boiler automatic stoking, Pellets - new 1 | MKr15 | INDWPE | ITDRH | 2020 | 2011 | 0.85 | 20 | 1.49 | 0.046935 | 0 | 0.031536 | 0.5 | 0 | 90 | 3 | 0 | 10 |  | 0
|  |  |  | MKr15 |  |  | 2030 |  | 0.87 |  | 1.49 | 0.046935 | 0 |  |  | 0 | 70 | 2 | 0 | 8 |  | 0
|  |  |  | MKr15 |  |  | 2050 |  | 0.91 |  | 1.49 | 0.05215 | 0 |  |  | 0 | 50 | 1 | 0 | 6 |  | 0
|  |  |  | MKr15 |  |  | 2050 |  | 0.95 |  | 1.49 | 0.0596 | 0 |  |  | 0 | 40 | 0 | 0 | 4 |  | 0 |  | 1.1
|  | INDTDHTWPEN1 | Industrial heating technology Trade (Wholesale and Retail) HT - biomass boiler automatic stoking, Pellets - new 1 | MKr15 | INDWPE | ITDHT | 2011 | 2011 | 0.595 | 20 | 1.49 | 0.046935 | 0 | 0.031536 | 0.5 | 0 | 90 | 3 | 0 | 10
|  |  |  | MKr15 |  |  | 2030 |  | 0.609 |  | 1.49 | 0.046935 | 0 |  |  | 0 | 70 | 2 | 0 | 8
|  |  |  | MKr15 |  |  | 2050 |  | 0.637 |  | 1.49 | 0.05215 | 0 |  |  | 0 | 50 | 1 | 0 | 6
|  |  |  | MKr15 |  |  | 2050 |  | 0.665 |  | 1.49 | 0.0596 | 0 |  |  | 0 | 40 | 0 | 0 | 4
|  | INDTDMTWPEN1 | Industrial heating technology Trade (Wholesale and Retail) MT - biomass boiler automatic stoking, Pellets - new 1 | MKr15 | INDWPE | ITDMT | 2011 | 2011 | 0.68 | 20 | 1.49 | 0.046935 | 0 | 0.031536 | 0.5 | 0 | 90 | 3 | 0 | 10 |  | 0
|  |  |  | MKr15 |  |  | 2020 |  | 0.696 |  | 1.49 | 0.046935 | 0 |  |  | 0 | 70 | 2 | 0 | 8 |  | 0
|  |  |  | MKr15 |  |  | 2030 |  | 0.728 |  | 1.49 | 0.05215 | 0 |  |  | 0 | 50 | 1 | 0 | 6 |  | 0
|  |  |  | MKr15 |  |  | 2050 |  | 0.76 |  | 1.49 | 0.0596 | 0 |  |  | 0 | 40 | 0 | 0 | 4 |  | 0
|  | INDTDRHWCHN1 | Industrial heating technology Trade (Wholesale and Retail) RH - Wood Chips boiler, Pellets - new 1 | MKr15 | INDWCH | ITDRH | 2011 | 2011 | 1.08 | 20 | 5.96 | 0.0055875 | 5.5875 | 0.031536 | 0.5 | 1.9 | 81 | 6.1 | 0.8 | 0
|  |  |  | MKr15 |  |  | 2020 |  | 1.08 |  | 5.96 | 0.0055875 | 5.5875 |  |  | 1.9 | 81 | 6.1 | 0.8 | 0
|  |  |  | MKr15 |  |  | 2030 |  | 1.08 |  | 5.96 | 0.0055875 | 5.5875 |  |  | 1.9 | 81 | 6.1 | 0.8 | 0
|  |  |  | MKr15 |  |  | 2050 |  | 1.08 |  | 5.96 | 0.0055875 | 5.5875 |  |  | 1.9 | 81 | 6.1 | 0.8 | 0
|  | INDTDHTWCHN1 | Industrial heating technology Trade (Wholesale and Retail) HT - Wood Chips boiler, Pellets - new 1 | MKr15 | INDWCH | ITDHT | 2011 | 2011 | 0.756 | 20 | 5.96 | 0.0055875 | 5.5875 | 0.031536 | 0.5 | 1.9 | 81 | 6.1 | 0.8 | 0
|  |  |  | MKr15 |  |  | 2020 |  | 0.756 |  | 5.96 | 0.0055875 | 5.5875 |  |  | 1.9 | 81 | 6.1 | 0.8 | 0
|  |  |  | MKr15 |  |  | 2030 |  | 0.756 |  | 5.96 | 0.0055875 | 5.5875 |  |  | 1.9 | 81 | 6.1 | 0.8 | 0
|  |  |  | MKr15 |  |  | 2050 |  | 0.756 |  | 5.96 | 0.0055875 | 5.5875 |  |  | 1.9 | 81 | 6.1 | 0.8 | 0
|  | INDTDMTWCHN1 | Industrial heating technology Trade (Wholesale and Retail) MT - Wood Chips boiler, Pellets - new 1 | MKr15 | INDWCH | ITDMT | 2011 | 2011 | 0.864 | 20 | 5.96 | 0.0055875 | 5.5875 | 0.031536 | 0.5 | 1.9 | 81 | 6.1 | 0.8 | 0
|  |  |  | MKr15 |  |  | 2020 |  | 0.864 |  | 5.96 | 0.0055875 | 5.5875 |  |  | 1.9 | 81 | 6.1 | 0.8 | 0
|  |  |  | MKr15 |  |  | 2030 |  | 0.864 |  | 5.96 | 0.0055875 | 5.5875 |  |  | 1.9 | 81 | 6.1 | 0.8 | 0
|  |  |  | MKr15 |  |  | 2050 |  | 0.864 |  | 5.96 | 0.0055875 | 5.5875 |  |  | 1.9 | 81 | 6.1 | 0.8 | 0
|  | INDTDHTELCN1 | Industrial heating technology Trade (Wholesale and Retail) HT - direct eletrical heating - new 1 | MKr15 | INDELC | ITDHT | 2011 | 2011 | 0.686 | 20 | 1.125 | 0.0011 | 0.8 | 0.031536 | 0.5 | 0 | 0 | 0 | 0 | 0 |  | 0
|  |  |  | MKr15 |  |  | 2020 |  | 0.693 |  | 1.125 | 0.00107 | 0.9 |  |  | 0 | 0 | 0 | 0 | 0 |  | 0
|  |  |  | MKr15 |  |  | 2030 |  | 0.693 |  | 1.05 | 0.00102 | 1 |  |  | 0 | 0 | 0 | 0 | 0 |  | 0
|  |  |  | MKr15 |  |  | 2050 |  | 0.693 |  | 0.975 | 0.00092 | 1 |  |  | 0 | 0 | 0 | 0 | 0 |  | 0
|  | INDTDMTELCN1 | Industrial heating technology Trade (Wholesale and Retail) MT - direct eletrical heating - new 1 | MKr15 | INDELC | ITDMT | 2011 | 2011 | 0.784 | 20 | 1.125 | 0.0745 | 0.8 | 0.031536 | 0.5 | 0 | 0 | 0 | 0 | 0 |  | 0
|  |  |  | MKr15 |  |  | 2020 |  | 0.792 |  | 1.125 | 0.0745 | 0.9 |  |  | 0 | 0 | 0 | 0 | 0 |  | 0
|  |  |  | MKr15 |  |  | 2030 |  | 0.792 |  | 1.05 | 0.0745 | 1 |  |  | 0 | 0 | 0 | 0 | 0 |  | 0
|  |  |  | MKr15 |  |  | 2050 |  | 0.792 |  | 0.975 | 0.0745 | 1 |  |  | 0 | 0 | 0 | 0 | 0 |  | 0
|  | INDTDRHELCN1 | Industrial heating technology Trade (Wholesale and Retail) RH - direct eletrical heating - new 1 | MKr15 | INDELC | ITDRH | 2011 | 2011 | 0.98 | 20 | 1.125 | 0.0745 | 0.8 | 0.031536 | 0.5 | 0 | 0 | 0 | 0 | 0 |  | 0
|  |  |  | MKr15 |  |  | 2020 |  | 0.99 |  | 1.125 | 0.0745 | 0.9 |  |  | 0 | 0 | 0 | 0 | 0 |  | 0
|  |  |  | MKr15 |  |  | 2030 |  | 0.99 |  | 1.05 | 0.0745 | 1 |  |  | 0 | 0 | 0 | 0 | 0 |  | 0
|  |  |  | MKr15 |  |  | 2050 |  | 0.99 |  | 0.975 | 0.0745 | 1 |  |  | 0 | 0 | 0 | 0 | 0 |  | 0
|  | INDTDRHELCN2 | Industrial heating technology Trade (Wholesale and Retail) RH - Heat pump, air-to-air - new 2 | MKr15 | INDELC | ITDRH | 2011 | 2011 |  | 20 | 4.023 | 0.06258 | 0 | 0.031536 | 0.5 | 0 | 0 | 0 | 0 | 0 |  | 0 | 3
|  |  |  | MKr15 |  |  | 2020 |  |  |  | 3.874 | 0.06258 | 0 |  |  | 0 | 0 | 0 | 0 | 0 |  | 0 | 3.2
|  |  |  | MKr15 |  |  | 2030 |  |  |  | 3.576 | 0.06258 | 0 |  |  | 0 | 0 | 0 | 0 | 0 |  | 0 | 3.7
|  |  |  | MKr15 |  |  | 2050 |  |  |  | 3.427 | 0.06258 | 0 |  |  | 0 | 0 | 0 | 0 | 0 |  | 0 | 4
|  | INDTDRHELCN3 | Industrial heating technology Trade (Wholesale and Retail) RH - Heat pump, air-to-water - new 3 | MKr15 | INDELC | ITDRH | 2011 | 2011 |  | 20 | 7.45 | 0.00745 | 0 | 0.031536 | 0.5 | 0 | 0 | 0 | 0 | 0 |  | 0 | 3
|  |  |  | MKr15 |  |  | 2020 |  |  |  | 7.45 | 0.00745 | 0 |  |  | 0 | 0 | 0 | 0 | 0 |  | 0 | 3.3
|  |  |  | MKr15 |  |  | 2030 |  |  |  | 6.705 | 0.00745 | 0 |  |  | 0 | 0 | 0 | 0 | 0 |  | 0 | 3.7
|  |  |  | MKr15 |  |  | 2050 |  |  |  | 6.705 | 0.00745 | 0 |  |  | 0 | 0 | 0 | 0 | 0 |  | 0 | 4
|  | INDTDRHELCN4 | Industrial heating technology Trade (Wholesale and Retail) RH - Heat pump, brine-to-water - new 4 | MKr15 | INDELC | ITDRH | 2011 | 2011 |  | 30 | 8.195 | 0.00745 | 0 | 0.031536 | 0.5 | 0 | 0 | 0 | 0 | 0 |  | 0 | 3.3
|  |  |  | MKr15 |  |  | 2020 |  |  |  | 8.195 | 0.00745 | 0 |  |  | 0 | 0 | 0 | 0 | 0 |  | 0 | 3.5
|  |  |  | MKr15 |  |  | 2030 |  |  |  | 7.45 | 0.00745 | 0 |  |  | 0 | 0 | 0 | 0 | 0 |  | 0 | 4
|  |  |  | MKr15 |  |  | 2050 |  |  |  | 6.705 | 0.00745 | 0 |  |  | 0 | 0 | 0 | 0 | 0 |  | 0 | 4.5
|  | INDTDRHSOLN1 | Industrial heating technology Trade (Wholesale and Retail) RH - solar - new 1 | MKr15 | INDSOL | ITDRH | 2011 | 2011 | 1 | 20 | 4.5714 | 0.0207 | 0 | 0.031536 | 0.09 | 0 | 0 | 0 | 0 | 0 |  | 0
|  |  |  | MKr15 |  |  | 2020 |  |  | 25 | 4.2857 | 0.02066 | 0 |  |  | 0 | 0 | 0 | 0 | 0 |  | 0
|  |  |  | MKr15 |  |  | 2030 |  |  | 30 | 3.9286 | 0.023281 | 0 |  |  | 0 | 0 | 0 | 0 | 0 |  | 0
|  |  |  | MKr15 |  |  | 2050 |  |  | 30 | 3.5714 | 0.021499 | 0 |  |  | 0 | 0 | 0 | 0 | 0 |  | 0
|  | INDTDRHGASN2 | Industrial heating technology Trade (Wholesale and Retail) RH - Heat pump,gas absorption, air-to-water - new 2 | MKr15 | INDNGA, INDBGA, INDSNG1, INDSNG2 | ITDRH | 2011 | 2011 | 1.35 | 22 | 3.0477 | 0.022858 | 18 | 0.031536 | 0.5 | 0 | 15 | 2 | 0 | 0 |  | 0
|  |  |  | MKr15 |  |  | 2020 |  | 1.45 |  | 1.6763 | 0.012572 | 18 |  |  | 0 | 10 | 1 | 0 | 0 |  | 0
|  |  |  | MKr15 |  |  | 2030 |  | 1.7 |  | 1.5831 | 0.012572 | 18 |  |  | 0 | 5 | 0.5 | 0 | 0 |  | 0
|  |  |  | MKr15 |  |  | 2050 |  | 1.7 |  | 1.5831 | 0.012572 | 18 |  |  | 0 | 5 | 0.5 | 0 | 0 |  | 0
|  | INDTDRHGASN3 | Industrial heating technology Trade (Wholesale and Retail) RH - Heat pump,gas absorption, brine-to-water - new 3 | MKr15 | INDNGA, INDBGA, INDSNG1, INDSNG2 | ITDRH | 2011 | 2011 | 1.35 | 22 | 5.5875 | 0.022858 | 0 | 0.031536 | 0.5 | 0 | 15 | 2 | 0 | 0 |  | 0
|  |  |  | MKr15 |  |  | 2020 |  | 1.45 |  | 3.0731 | 0.012572 | 0 |  |  | 0 | 10 | 1 | 0 | 0 |  | 0
|  |  |  | MKr15 |  |  | 2030 |  | 1.7 |  | 2.98 | 0.012572 | 0 |  |  | 0 | 5 | 0.5 | 0 | 0 |  | 0
|  |  |  | MKr15 |  |  | 2050 |  | 1.7 |  | 2.98 | 0.012572 | 0 |  |  | 0 | 5 | 0.5 | 0 | 0 |  | 0
|  | INDTDRHGASN4 | Industrial heating technology Trade (Wholesale and Retail) RH - Heat pump,gas engine, air-to-water - new 4 | MKr15 | INDNGA, INDBGA, INDSNG1, INDSNG2 | ITDRH | 2011 | 2011 | 1.5 | 12.5 | 0.596 | 0.020115 | 14.9 | 0.031536 | 0.5 | 0 | 115 | 5 | 0 | 0 |  | 0
|  |  |  | MKr15 |  |  | 2020 |  | 1.55 |  | 0.596 | 0.020115 | 14.9 |  |  | 0 | 85 | 5 | 0 | 0 |  | 0
|  |  |  | MKr15 |  |  | 2030 |  | 1.55 |  | 0.596 | 0.020115 | 14.9 |  |  | 0 | 55 | 5 | 0 | 0 |  | 0
|  |  |  | MKr15 |  |  | 2050 |  | 1.6 |  | 0.596 | 0.020115 | 14.9 |  |  | 0 | 55 | 5 | 0 | 0 |  | 0
|  | INDTDRHGASN5 | Industrial heating technology Trade (Wholesale and Retail) RH - Heat pump,gas engine, brine-to-water - new 5 | MKr15 | INDNGA, INDBGA, INDSNG1, INDSNG2 | ITDRH | 2011 | 2011 | 1.5 | 12.5 | 2.831 | 0.020115 | 14.9 | 0.031536 | 0.5 | 0 | 115 | 5 | 0 | 0 |  | 0
|  |  |  | MKr15 |  |  | 2020 |  | 1.55 |  | 2.831 | 0.020115 | 14.9 |  |  | 0 | 85 | 5 | 0 | 0 |  | 0
|  |  |  | MKr15 |  |  | 2030 |  | 1.55 |  | 2.831 | 0.020115 | 14.9 |  |  | 0 | 55 | 5 | 0 | 0 |  | 0
|  |  |  | MKr15 |  |  | 2050 |  | 1.6 |  | 2.831 | 0.020115 | 14.9 |  |  | 0 | 55 | 5 | 0 | 0 |  | 0
|  | INDTDRHGASN6 | Industrial heating technology Trade (Wholesale and Retail) RH - Heat pump,gas adsoption, air-to-water - new 6 | MKr15 | INDNGA, INDBGA, INDSNG1, INDSNG2 | ITDRH | 2011 | 2011 | 1.35 | 20 | 13.0375 | 0.12572 | 93.125 | 0.031536 | 0.5 | 0 | 20 | 2 | 0 | 0 |  | 0
|  |  |  | MKr15 |  |  | 2020 |  | 1.35 |  | 13.0375 | 0.12572 | 93.125 |  |  | 0 | 10 | 1 | 0 | 0 |  | 0
|  |  |  | MKr15 |  |  | 2030 |  | 1.35 |  | 13.0375 | 0.12572 | 93.125 |  |  | 0 | 5 | 0.5 | 0 | 0 |  | 0
|  |  |  | MKr15 |  |  | 2050 |  | 1.35 |  | 13.0375 | 0.12572 | 93.125 |  |  | 0 | 5 | 0.5 | 0 | 0 |  | 0
|  | * Heat Exchangers |  | MKr15
|  | INDTDRHHCEN1 | Industrial heating technology Trade (Wholesale and Retail) RH - central district heating - within DH area - new 1 | MKr15 | INDHCE | ITDRH | 2011 | 2011 | 0.96 | 30 | 1.17 | 0.058736 | 14.155 | 0.031536 | 0.5
|  | INDTDMTHCEN1 | Industrial heating technology Trade (Wholesale and Retail) MT - central district heating - within DH area - new 1 | MKr15 | INDHCE | ITDMT | 2011 | 2011 | 0.96 | 30 | 1.17 | 0.058736 | 14.155 | 0.031536 | 0.5
|  | INDTDRHHDEN1 | Industrial heating technology Trade (Wholesale and Retail) RH - decentral district heating - within DH area - new 1 | MKr15 | INDHDE | ITDRH | 2011 | 2011 | 0.96 | 30 | 1.25 | 0.058736 | 14.155 | 0.031536 | 0.5
|  | INDTDMTHDEN1 | Industrial heating technology Trade (Wholesale and Retail) MT - decentral district heating - within DH area - new 1 | MKr15 | INDHDE | ITDMT | 2011 | 2011 | 0.96 | 30 | 1.25 | 0.058736 | 14.155 | 0.031536 | 0.5
|  | * Electric appliances |  | MKr15
|  | INDTDLAELCN1 | Industry Trade (Wholesale and Retail) LA Electricity Light Appliance - New 1 | MKr15 | INDELC | ITDLA | 2011 | 2011 | 1 | 10 |  |  |  |  | 0.9
|  |  |  | MKr15 |  |  | 2020
|  |  |  | MKr15 |  |  | 2030
|  |  |  | MKr15 |  |  | 2050
|  | INDTDEMELCN1 | Industry Trade (Wholesale and Retail) EM Electricity Motors - New 1 | MKr15 | INDELC | ITDEM | 2011 | 2011 | 1 | 10 |  |  |  |  | 0.9
|  |  |  | MKr15 |  |  | 2020
|  |  |  | MKr15 |  |  | 2030
|  |  |  | MKr15 |  |  | 2050
|  | INDTDTFDSLN1 | Industry Trade (Wholesale and Retail) TF Tractors, Trucks, Fishing boats - New 1 | MKr15 | INDDSL, INDDSB1, INDDSB2 | ITDTF | 2011 | 2011 | 1 | 10 |  |  |  |  | 0.9
|  |  |  | MKr15 |  |  | 2020
|  |  |  | MKr15 |  |  | 2030
|  |  |  | MKr15 |  |  | 2050
|  | INDTDFLGASN1 | Industry Trade (Wholesale and Retail) TF Forklifts - New 1 | MKr15 | INDLPG, INDBGA, INDNGA, INDSNG1, INDSNG2 | ITDFL | 2011 | 2011 | 1 | 10 |  |  |  |  | 0.9
|  |  |  | MKr15 |  |  | 2020
|  |  |  | MKr15 |  |  | 2030
|  |  |  | MKr15 |  |  | 2050
~FI_Process
| Sets | TechName | TechDesc | Tact | Tcap | Tslvl | PrimaryCG | Vintage
| *Process Set Membership | Technology Name | Technology Description | Activity Unit | Capacity Unit | TimeSlice level of Process Activity | Primary Commodity Group | Vintage Tracking
| DMD | INDTDHTGASN1 | Industrial heating technology Trade (Wholesale and Retail) HT - gas boiler - new 1 | PJ | MW |  |  | yes
|  | INDTDMTGASN1 | Industrial heating technology Trade (Wholesale and Retail) MT - gas boiler - new 1 | PJ | MW |  |  | yes
|  | INDTDRHGASN1 | Industrial heating technology Trade (Wholesale and Retail) RH - gas boiler - new 1 | PJ | MW |  |  | yes
|  | INDTDRHDSLN1 | Industrial heating technology Trade (Wholesale and Retail) RH - oil boiler - new 1 | PJ | MW |  |  | yes
|  | INDTDMTDSLN1 | Industrial heating technology Trade (Wholesale and Retail) MT - oil boiler - new 1 | PJ | MW |  |  | yes
|  | INDTDHTDSLN1 | Industrial heating technology Trade (Wholesale and Retail) HT - oil boiler - new 1 | PJ | MW |  |  | yes
|  | INDTDRHWPEN1 | Industrial heating technology Trade (Wholesale and Retail) RH - biomass boiler automatic stoking, Pellets - new 1 | PJ | MW |  |  | yes
|  | INDTDHTWPEN1 | Industrial heating technology Trade (Wholesale and Retail) HT - biomass boiler automatic stoking, Pellets - new 1 | PJ | MW |  |  | yes
|  | INDTDMTWPEN1 | Industrial heating technology Trade (Wholesale and Retail) MT - biomass boiler automatic stoking, Pellets - new 1 | PJ | MW |  |  | yes
|  | INDTDRHWCHN1 | Industrial heating technology Trade (Wholesale and Retail) RH - Wood Chips boiler, Pellets - new 1 | PJ | MW |  |  | yes
|  | INDTDHTWCHN1 | Industrial heating technology Trade (Wholesale and Retail) HT - Wood Chips boiler, Pellets - new 1 | PJ | MW |  |  | yes
|  | INDTDMTWCHN1 | Industrial heating technology Trade (Wholesale and Retail) MT - Wood Chips boiler, Pellets - new 1 | PJ | MW |  |  | yes
|  | INDTDHTELCN1 | Industrial heating technology Trade (Wholesale and Retail) HT - direct eletrical heating - new 1 | PJ | MW |  |  | yes
|  | INDTDMTELCN1 | Industrial heating technology Trade (Wholesale and Retail) MT - direct eletrical heating - new 1 | PJ | MW |  |  | yes
|  | INDTDRHELCN1 | Industrial heating technology Trade (Wholesale and Retail) RH - direct eletrical heating - new 1 | PJ | MW |  |  | yes
|  | INDTDRHELCN2 | Industrial heating technology Trade (Wholesale and Retail) RH - Heat pump, air-to-air - new 2 | PJ | MW |  |  | yes
|  | INDTDRHELCN3 | Industrial heating technology Trade (Wholesale and Retail) RH - Heat pump, air-to-water - new 3 | PJ | MW |  |  | yes
|  | INDTDRHELCN4 | Industrial heating technology Trade (Wholesale and Retail) RH - Heat pump, brine-to-water - new 4 | PJ | MW |  |  | yes
|  | INDTDRHSOLN1 | Industrial heating technology Trade (Wholesale and Retail) RH - solar - new 1 | PJ | MW | DAYNITE |  | yes
|  | INDTDRHGASN2 | Industrial heating technology Trade (Wholesale and Retail) RH - Heat pump,gas absorption, air-to-water - new 2 | PJ | MW |  |  | yes
|  | INDTDRHGASN3 | Industrial heating technology Trade (Wholesale and Retail) RH - Heat pump,gas absorption, brine-to-water - new 3 | PJ | MW |  |  | yes
|  | INDTDRHGASN4 | Industrial heating technology Trade (Wholesale and Retail) RH - Heat pump,gas engine, air-to-water - new 4 | PJ | MW |  |  | yes
|  | INDTDRHGASN5 | Industrial heating technology Trade (Wholesale and Retail) RH - Heat pump,gas engine, brine-to-water - new 5 | PJ | MW |  |  | yes
|  | INDTDRHGASN6 | Industrial heating technology Trade (Wholesale and Retail) RH - Heat pump,gas adsoption, air-to-water - new 6 | PJ | MW |  |  | yes
|  | INDTDRHHCEN1 | Industrial heating technology Trade (Wholesale and Retail) RH - central district heating - within DH area - new 1 | PJ | MW |  |  | yes
|  | INDTDMTHCEN1 | Industrial heating technology Trade (Wholesale and Retail) MT - central district heating - within DH area - new 1 | PJ | MW |  |  | yes
|  | INDTDRHHDEN1 | Industrial heating technology Trade (Wholesale and Retail) RH - decentral district heating - within DH area - new 1 | PJ | MW |  |  | yes
|  | INDTDMTHDEN1 | Industrial heating technology Trade (Wholesale and Retail) MT - decentral district heating - within DH area - new 1 | PJ | MW |  |  | yes
|  | INDTDLAELCN1 | Industry Trade (Wholesale and Retail) LA Electricity Light Appliance - New 1 | PJ | MW |  |  | yes
|  | INDTDEMELCN1 | Industry Trade (Wholesale and Retail) EM Electricity Motors - New 1 | PJ | MW |  |  | yes
|  | INDTDTFDSLN1 | Industry Trade (Wholesale and Retail) TF Tractors, Trucks, Fishing boats - New 1 | PJ | MW |  |  | yes
|  | INDTDFLGASN1 | Industry Trade (Wholesale and Retail) TF Forklifts - New 1 | PJ | MW |  |  | yes
~FI_Comm
CSet | Region | CommName | CommDesc | Unit | LimType | CTSLvl | PeakTS | Ctype
*Commodity Set Membership | Region Name | Commodity Name | Commodity Description | Unit | Sense of the Balance EQN. | Timeslice Level | Peak Monitoring | Electricity Indicator
ENV |  | ITDSOx | Industrial heating heating technology Trade (Wholesale and Retail) - SOx emission | g/GJ
|  | ITDNOx | Industrial heating heating technology Trade (Wholesale and Retail) - NOx emission | g/GJ
|  | ITDCH4 | Industrial heating heating technology Trade (Wholesale and Retail) - CH4 emission | g/GJ
|  | ITDNO2 | Industrial heating heating technology Trade (Wholesale and Retail) - NO2 emission | g/GJ
|  | ITDPM | Industrial heating heating technology Trade (Wholesale and Retail) - Particle emission | g/GJ
Note on R3: Maurizio Gargiulo: It is not possible to use the parameter like in here because we have more than one COMM-OUT. If you try to join the two tables you will get an error. We should move these information in a scenario file
Note on J66: Maurizio Gargiulo: Moved to the trans file by TS
Note on L103: Stefan Petrovic: =L6*0.95 was previously
Note on L104: Stefan Petrovic: =L6*0.95 was previously

## IND_Private
[10 empty] | IPDRH | IPDMT | IPDHT
[7 empty] | ~FI_T |  |  | 100% | 80% | 70%
|  | TechName | *TechDesc | CURR | Comm-IN | Comm-OUT | YEAR | START | EFF | LIFE | INVCOST | FIXOM | VAROM | CAP2ACT | AFA | FEMIS~IPDSOx | FEMIS~IPDNOx | FEMIS~IPDCH4 | FEMIS~IPDNO2 | FEMIS~IPDPM | * Source | Input~ELCC | EFF heat pumps moved to Trans file
|  | *PlantName | [21 empty] | Sector | Private Service
|  | * | [8 empty] | Mkr/MW | Mkr/MW/year | Mkr/PJ | Factor | Factor | g/GJ | g/GJ | g/GJ | g/GJ | g/GJ
|  | INDPDHTGASN1 | Industrial heating technology Private Service HT - gas boiler - new 1 | MKr15 | INDNGA, INDBGA, INDSNG1, INDSNG2, INDLPG | IPDHT | 2011 | 2011 | 0.714 | 25 | 0.94367 | 0.0298 | 14.9 | 0.031536 | 0.5 | 0 | 20 | 2 | 0 | 0 |  | 0 |  | IPDHT | Industry Private Service industry Demand Heat High Temp. over 150C
|  |  |  | MKr15 |  |  | 2020 |  | 0.714 |  | 0.91883 | 0.0298 | 14.9 |  |  | 0 | 10 | 1 | 0 | 0 |  | 0 |  | IPDMT | Industry Private Service industry Demand Heat Medium Temp. up to 150C
|  |  |  | MKr15 |  |  | 2030 |  | 0.714 |  | 0.894 | 0.0298 | 14.9 |  |  | 0 | 5 | 0.5 | 0 | 0 |  | 0 |  | IPDRH | Industry Private Service industry Demand Heat Room Heat
|  |  |  | MKr15 |  |  | 2050 |  | 0.714 |  | 0.894 | 0.0298 | 14.9 |  |  | 0 | 5 | 0.5 | 0 | 0 |  | 0 |  | IPDLA | Industry Private Service industry Demand Light Appliances
|  | INDPDMTGASN1 | Industrial heating technology Private Service MT - gas boiler - new 1 | MKr15 | INDNGA, INDBGA, INDSNG1, INDSNG2, INDLPG | IPDMT | 2011 | 2011 | 0.816 | 25 | 0.94367 | 0.0298 | 14.9 | 0.031536 | 0.5 | 0 | 20 | 2 | 0 | 0 |  | 0 |  | IPDEM | Industry Private Service industry Demand Electric Motors
|  |  |  | MKr15 |  |  | 2020 |  | 0.816 |  | 0.91883 | 0.0298 | 14.9 |  |  | 0 | 10 | 1 | 0 | 0 |  | 0 |  | IPDTF | Industry Private Service industry Demand Tractors, Trucks, Fishing boats, Forest machines
|  |  |  | MKr15 |  |  | 2030 |  | 0.816 |  | 0.894 | 0.0298 | 14.9 |  |  | 0 | 5 | 0.5 | 0 | 0 |  | 0 |  | IPDFL | Industry Private Service industry Demand Forklifts
|  |  |  | MKr15 |  |  | 2050 |  | 0.816 |  | 0.894 | 0.0298 | 14.9 |  |  | 0 | 5 | 0.5 | 0 | 0 |  | 0
|  | INDPDRHGASN1 | Industrial heating technology Private Service RH - gas boiler - new 1 | MKr15 | INDNGA, INDBGA, INDSNG1, INDSNG2, INDLPG | IPDRH | 2011 | 2011 | 1.02 | 25 | 0.94367 | 0.0298 | 14.9 | 0.031536 | 0.5 | 0 | 20 | 2 | 0 | 0 |  | 0
|  |  |  | MKr15 |  |  | 2020 |  | 1.02 |  | 0.91883 | 0.0298 | 14.9 |  |  | 0 | 10 | 1 | 0 | 0 |  | 0
|  |  |  | MKr15 |  |  | 2030 |  | 1.02 |  | 0.894 | 0.0298 | 14.9 |  |  | 0 | 5 | 0.5 | 0 | 0 |  | 0
|  |  |  | MKr15 |  |  | 2050 |  | 1.02 |  | 0.894 | 0.0298 | 14.9 |  |  | 0 | 5 | 0.5 | 0 | 0 |  | 0
|  | INDPDRHDSLN1 | Industrial heating technology Private Service RH - oil boiler - new 1 | MKr15 | INDDSL, INDDSB1, INDDSB2, INDHFO | IPDRH | 2011 | 2011 | 0.96 | 20 | 0.596 | 0.0093125 | 0 | 0.031536 | 0.5 | 0.5 | 30 | 0 | 0 | 0.03 |  | 0
|  |  |  | MKr15 |  |  | 2020 |  | 0.96 |  | 0.596 | 0.0093125 | 0 |  |  | 0.5 | 30 | 0 | 0 | 0.03 |  | 0
|  |  |  | MKr15 |  |  | 2030 |  | 0.96 |  | 0.596 | 0.0093125 | 0 |  |  | 0.5 | 30 | 0 | 0 | 0.03 |  | 0
|  |  |  | MKr15 |  |  | 2050 |  | 0.96 |  | 0.596 | 0.0093125 | 0 |  |  | 0.5 | 30 | 0 | 0 | 0.03 |  | 0
|  | INDPDMTDSLN1 | Industrial heating technology Private Service MT - oil boiler - new 1 | MKr15 | INDDSL, INDDSB1, INDDSB2, INDHFO | IPDMT | 2011 | 2011 | 0.768 | 20 | 0.596 | 0.0093125 | 0 | 0.031536 | 0.5 | 0.5 | 30 | 0 | 0 | 0.03 |  | 0
|  |  |  | MKr15 |  |  | 2020 |  | 0.768 |  | 0.596 | 0.0093125 | 0 |  |  | 0.5 | 30 | 0 | 0 | 0.03 |  | 0
|  |  |  | MKr15 |  |  | 2030 |  | 0.768 |  | 0.596 | 0.0093125 | 0 |  |  | 0.5 | 30 | 0 | 0 | 0.03 |  | 0
|  |  |  | MKr15 |  |  | 2050 |  | 0.768 |  | 0.596 | 0.0093125 | 0 |  |  | 0.5 | 30 | 0 | 0 | 0.03 |  | 0
|  | INDPDHTDSLN1 | Industrial heating technology Private Service HT - oil boiler - new 1 | MKr15 | INDDSL, INDDSB1, INDDSB2, INDHFO | IPDHT | 2011 | 2011 | 0.672 | 20 | 0.596 | 0.0093125 | 0 | 0.031536 | 0.5 | 0.5 | 30 | 0 | 0 | 0.03
|  |  |  | MKr15 |  |  | 2020 |  | 0.672 |  | 0.596 | 0.0093125 | 0 |  |  | 0.5 | 30 | 0 | 0 | 0.03
|  |  |  | MKr15 |  |  | 2030 |  | 0.672 |  | 0.596 | 0.0093125 | 0 |  |  | 0.5 | 30 | 0 | 0 | 0.03
|  |  |  | MKr15 |  |  | 2050 |  | 0.672 |  | 0.596 | 0.0093125 | 0 |  |  | 0.5 | 30 | 0 | 0 | 0.03
|  | INDPDRHWPEN1 | Industrial heating technology Private Service RH - biomass boiler automatic stoking, Pellets - new 1 | MKr15 | INDWPE | IPDRH | 2020 | 2011 | 0.85 | 20 | 1.49 | 0.046935 | 0 | 0.031536 | 0.5 | 0 | 90 | 3 | 0 | 10 |  | 0
|  |  |  | MKr15 |  |  | 2030 |  | 0.87 |  | 1.49 | 0.046935 | 0 |  |  | 0 | 70 | 2 | 0 | 8 |  | 0
|  |  |  | MKr15 |  |  | 2050 |  | 0.91 |  | 1.49 | 0.05215 | 0 |  |  | 0 | 50 | 1 | 0 | 6 |  | 0
|  |  |  | MKr15 |  |  | 2050 |  | 0.95 |  | 1.49 | 0.0596 | 0 |  |  | 0 | 40 | 0 | 0 | 4 |  | 0 |  | 1.1
|  | INDPDHTWPEN1 | Industrial heating technology Private Service HT - biomass boiler automatic stoking, Pellets - new 1 | MKr15 | INDWPE | IPDHT | 2011 | 2011 | 0.595 | 20 | 1.49 | 0.046935 | 0 | 0.031536 | 0.5 | 0 | 90 | 3 | 0 | 10
|  |  |  | MKr15 |  |  | 2030 |  | 0.609 |  | 1.49 | 0.046935 | 0 |  |  | 0 | 70 | 2 | 0 | 8
|  |  |  | MKr15 |  |  | 2050 |  | 0.637 |  | 1.49 | 0.05215 | 0 |  |  | 0 | 50 | 1 | 0 | 6
|  |  |  | MKr15 |  |  | 2050 |  | 0.665 |  | 1.49 | 0.0596 | 0 |  |  | 0 | 40 | 0 | 0 | 4
|  | INDPDMTWPEN1 | Industrial heating technology Private Service MT - biomass boiler automatic stoking, Pellets - new 1 | MKr15 | INDWPE | IPDMT | 2011 | 2011 | 0.68 | 20 | 1.49 | 0.046935 | 0 | 0.031536 | 0.5 | 0 | 90 | 3 | 0 | 10 |  | 0
|  |  |  | MKr15 |  |  | 2020 |  | 0.696 |  | 1.49 | 0.046935 | 0 |  |  | 0 | 70 | 2 | 0 | 8 |  | 0
|  |  |  | MKr15 |  |  | 2030 |  | 0.728 |  | 1.49 | 0.05215 | 0 |  |  | 0 | 50 | 1 | 0 | 6 |  | 0
|  |  |  | MKr15 |  |  | 2050 |  | 0.76 |  | 1.49 | 0.0596 | 0 |  |  | 0 | 40 | 0 | 0 | 4 |  | 0
|  | INDPDRHWCHN1 | Industrial heating technology Private Service RH - Wood Chips boiler, Pellets - new 1 | MKr15 | INDWCH | IPDRH | 2011 | 2011 | 1.08 | 20 | 5.96 | 0.0055875 | 5.5875 | 0.031536 | 0.5 | 1.9 | 81 | 6.1 | 0.8 | 0
|  |  |  | MKr15 |  |  | 2020 |  | 1.08 |  | 5.96 | 0.0055875 | 5.5875 |  |  | 1.9 | 81 | 6.1 | 0.8 | 0
|  |  |  | MKr15 |  |  | 2030 |  | 1.08 |  | 5.96 | 0.0055875 | 5.5875 |  |  | 1.9 | 81 | 6.1 | 0.8 | 0
|  |  |  | MKr15 |  |  | 2050 |  | 1.08 |  | 5.96 | 0.0055875 | 5.5875 |  |  | 1.9 | 81 | 6.1 | 0.8 | 0
|  | INDPDHTWCHN1 | Industrial heating technology Private Service HT - Wood Chips boiler, Pellets - new 1 | MKr15 | INDWCH | IPDHT | 2011 | 2011 | 0.756 | 20 | 5.96 | 0.0055875 | 5.5875 | 0.031536 | 0.5 | 1.9 | 81 | 6.1 | 0.8 | 0
|  |  |  | MKr15 |  |  | 2020 |  | 0.756 |  | 5.96 | 0.0055875 | 5.5875 |  |  | 1.9 | 81 | 6.1 | 0.8 | 0
|  |  |  | MKr15 |  |  | 2030 |  | 0.756 |  | 5.96 | 0.0055875 | 5.5875 |  |  | 1.9 | 81 | 6.1 | 0.8 | 0
|  |  |  | MKr15 |  |  | 2050 |  | 0.756 |  | 5.96 | 0.0055875 | 5.5875 |  |  | 1.9 | 81 | 6.1 | 0.8 | 0
|  | INDPDMTWCHN1 | Industrial heating technology Private Service MT - Wood Chips boiler, Pellets - new 1 | MKr15 | INDWCH | IPDMT | 2011 | 2011 | 0.864 | 20 | 5.96 | 0.0055875 | 5.5875 | 0.031536 | 0.5 | 1.9 | 81 | 6.1 | 0.8 | 0
|  |  |  | MKr15 |  |  | 2020 |  | 0.864 |  | 5.96 | 0.0055875 | 5.5875 |  |  | 1.9 | 81 | 6.1 | 0.8 | 0
|  |  |  | MKr15 |  |  | 2030 |  | 0.864 |  | 5.96 | 0.0055875 | 5.5875 |  |  | 1.9 | 81 | 6.1 | 0.8 | 0
|  |  |  | MKr15 |  |  | 2050 |  | 0.864 |  | 5.96 | 0.0055875 | 5.5875 |  |  | 1.9 | 81 | 6.1 | 0.8 | 0
|  | INDPDHTELCN1 | Industrial heating technology Private Service HT - direct eletrical heating - new 1 | MKr15 | INDELC | IPDHT | 2011 | 2011 | 0.686 | 20 | 1.125 | 0.0011 | 0.8 | 0.031536 | 0.5 | 0 | 0 | 0 | 0 | 0 |  | 0
|  |  |  | MKr15 |  |  | 2020 |  | 0.693 |  | 1.125 | 0.00107 | 0.9 |  |  | 0 | 0 | 0 | 0 | 0 |  | 0
|  |  |  | MKr15 |  |  | 2030 |  | 0.693 |  | 1.05 | 0.00102 | 1 |  |  | 0 | 0 | 0 | 0 | 0 |  | 0
|  |  |  | MKr15 |  |  | 2050 |  | 0.693 |  | 0.975 | 0.00092 | 1 |  |  | 0 | 0 | 0 | 0 | 0 |  | 0
|  | INDPDMTELCN1 | Industrial heating technology Private Service MT - direct eletrical heating - new 1 | MKr15 | INDELC | IPDMT | 2011 | 2011 | 0.784 | 20 | 1.125 | 0.0745 | 0.8 | 0.031536 | 0.5 | 0 | 0 | 0 | 0 | 0 |  | 0
|  |  |  | MKr15 |  |  | 2020 |  | 0.792 |  | 1.125 | 0.0745 | 0.9 |  |  | 0 | 0 | 0 | 0 | 0 |  | 0
|  |  |  | MKr15 |  |  | 2030 |  | 0.792 |  | 1.05 | 0.0745 | 1 |  |  | 0 | 0 | 0 | 0 | 0 |  | 0
|  |  |  | MKr15 |  |  | 2050 |  | 0.792 |  | 0.975 | 0.0745 | 1 |  |  | 0 | 0 | 0 | 0 | 0 |  | 0
|  | INDPDRHELCN1 | Industrial heating technology Private Service RH - direct eletrical heating - new 1 | MKr15 | INDELC | IPDRH | 2011 | 2011 | 0.98 | 20 | 1.125 | 0.0745 | 0.8 | 0.031536 | 0.5 | 0 | 0 | 0 | 0 | 0 |  | 0
|  |  |  | MKr15 |  |  | 2020 |  | 0.99 |  | 1.125 | 0.0745 | 0.9 |  |  | 0 | 0 | 0 | 0 | 0 |  | 0
|  |  |  | MKr15 |  |  | 2030 |  | 0.99 |  | 1.05 | 0.0745 | 1 |  |  | 0 | 0 | 0 | 0 | 0 |  | 0
|  |  |  | MKr15 |  |  | 2050 |  | 0.99 |  | 0.975 | 0.0745 | 1 |  |  | 0 | 0 | 0 | 0 | 0 |  | 0
|  | INDPDRHELCN2 | Industrial heating technology Private Service RH - Heat pump, air-to-air - new 2 | MKr15 | INDELC | IPDRH | 2011 | 2011 |  | 20 | 4.023 | 0.06258 | 0 | 0.031536 | 0.5 | 0 | 0 | 0 | 0 | 0 |  | 0 | 3
|  |  |  | MKr15 |  |  | 2020 |  |  |  | 3.874 | 0.06258 | 0 |  |  | 0 | 0 | 0 | 0 | 0 |  | 0 | 3.2
|  |  |  | MKr15 |  |  | 2030 |  |  |  | 3.576 | 0.06258 | 0 |  |  | 0 | 0 | 0 | 0 | 0 |  | 0 | 3.7
|  |  |  | MKr15 |  |  | 2050 |  |  |  | 3.427 | 0.06258 | 0 |  |  | 0 | 0 | 0 | 0 | 0 |  | 0 | 4
|  | INDPDRHELCN3 | Industrial heating technology Private Service RH - Heat pump, air-to-water - new 3 | MKr15 | INDELC | IPDRH | 2011 | 2011 |  | 20 | 7.45 | 0.00745 | 0 | 0.031536 | 0.5 | 0 | 0 | 0 | 0 | 0 |  | 0 | 3
|  |  |  | MKr15 |  |  | 2020 |  |  |  | 7.45 | 0.00745 | 0 |  |  | 0 | 0 | 0 | 0 | 0 |  | 0 | 3.3
|  |  |  | MKr15 |  |  | 2030 |  |  |  | 6.705 | 0.00745 | 0 |  |  | 0 | 0 | 0 | 0 | 0 |  | 0 | 3.7
|  |  |  | MKr15 |  |  | 2050 |  |  |  | 6.705 | 0.00745 | 0 |  |  | 0 | 0 | 0 | 0 | 0 |  | 0 | 4
|  | INDPDRHELCN4 | Industrial heating technology Private Service RH - Heat pump, brine-to-water - new 4 | MKr15 | INDELC | IPDRH | 2011 | 2011 |  | 30 | 8.195 | 0.00745 | 0 | 0.031536 | 0.5 | 0 | 0 | 0 | 0 | 0 |  | 0 | 3.3
|  |  |  | MKr15 |  |  | 2020 |  |  |  | 8.195 | 0.00745 | 0 |  |  | 0 | 0 | 0 | 0 | 0 |  | 0 | 3.5
|  |  |  | MKr15 |  |  | 2030 |  |  |  | 7.45 | 0.00745 | 0 |  |  | 0 | 0 | 0 | 0 | 0 |  | 0 | 4
|  |  |  | MKr15 |  |  | 2050 |  |  |  | 6.705 | 0.00745 | 0 |  |  | 0 | 0 | 0 | 0 | 0 |  | 0 | 4.5
|  | INDPDRHSOLN1 | Industrial heating technology Private Service RH - solar - new 1 | MKr15 | INDSOL | IPDRH | 2011 | 2011 | 1 | 20 | 4.5714 | 0.0207 | 0 | 0.031536 | 0.09 | 0 | 0 | 0 | 0 | 0 |  | 0
|  |  |  | MKr15 |  |  | 2020 |  |  | 25 | 4.2857 | 0.02066 | 0 |  |  | 0 | 0 | 0 | 0 | 0 |  | 0
|  |  |  | MKr15 |  |  | 2030 |  |  | 30 | 3.9286 | 0.023281 | 0 |  |  | 0 | 0 | 0 | 0 | 0 |  | 0
|  |  |  | MKr15 |  |  | 2050 |  |  | 30 | 3.5714 | 0.021499 | 0 |  |  | 0 | 0 | 0 | 0 | 0 |  | 0
|  | INDPDRHGASN2 | Industrial heating technology Private Service RH - Heat pump,gas absorption, air-to-water - new 2 | MKr15 | INDNGA, INDBGA, INDSNG1, INDSNG2 | IPDRH | 2011 | 2011 | 1.35 | 22 | 3.0477 | 0.022858 | 18 | 0.031536 | 0.5 | 0 | 15 | 2 | 0 | 0 |  | 0
|  |  |  | MKr15 |  |  | 2020 |  | 1.45 |  | 1.6763 | 0.012572 | 18 |  |  | 0 | 10 | 1 | 0 | 0 |  | 0
|  |  |  | MKr15 |  |  | 2030 |  | 1.7 |  | 1.5831 | 0.012572 | 18 |  |  | 0 | 5 | 0.5 | 0 | 0 |  | 0
|  |  |  | MKr15 |  |  | 2050 |  | 1.7 |  | 1.5831 | 0.012572 | 18 |  |  | 0 | 5 | 0.5 | 0 | 0 |  | 0
|  | INDPDRHGASN3 | Industrial heating technology Private Service RH - Heat pump,gas absorption, brine-to-water - new 3 | MKr15 | INDNGA, INDBGA, INDSNG1, INDSNG2 | IPDRH | 2011 | 2011 | 1.35 | 22 | 5.5875 | 0.022858 | 0 | 0.031536 | 0.5 | 0 | 15 | 2 | 0 | 0 |  | 0
|  |  |  | MKr15 |  |  | 2020 |  | 1.45 |  | 3.0731 | 0.012572 | 0 |  |  | 0 | 10 | 1 | 0 | 0 |  | 0
|  |  |  | MKr15 |  |  | 2030 |  | 1.7 |  | 2.98 | 0.012572 | 0 |  |  | 0 | 5 | 0.5 | 0 | 0 |  | 0
|  |  |  | MKr15 |  |  | 2050 |  | 1.7 |  | 2.98 | 0.012572 | 0 |  |  | 0 | 5 | 0.5 | 0 | 0 |  | 0
|  | INDPDRHGASN4 | Industrial heating technology Private Service RH - Heat pump,gas engine, air-to-water - new 4 | MKr15 | INDNGA, INDBGA, INDSNG1, INDSNG2 | IPDRH | 2011 | 2011 | 1.5 | 12.5 | 0.596 | 0.020115 | 14.9 | 0.031536 | 0.5 | 0 | 115 | 5 | 0 | 0 |  | 0
|  |  |  | MKr15 |  |  | 2020 |  | 1.55 |  | 0.596 | 0.020115 | 14.9 |  |  | 0 | 85 | 5 | 0 | 0 |  | 0
|  |  |  | MKr15 |  |  | 2030 |  | 1.55 |  | 0.596 | 0.020115 | 14.9 |  |  | 0 | 55 | 5 | 0 | 0 |  | 0
|  |  |  | MKr15 |  |  | 2050 |  | 1.6 |  | 0.596 | 0.020115 | 14.9 |  |  | 0 | 55 | 5 | 0 | 0 |  | 0
|  | INDPDRHGASN5 | Industrial heating technology Private Service RH - Heat pump,gas engine, brine-to-water - new 5 | MKr15 | INDNGA, INDBGA, INDSNG1, INDSNG2 | IPDRH | 2011 | 2011 | 1.5 | 12.5 | 2.831 | 0.020115 | 14.9 | 0.031536 | 0.5 | 0 | 115 | 5 | 0 | 0 |  | 0
|  |  |  | MKr15 |  |  | 2020 |  | 1.55 |  | 2.831 | 0.020115 | 14.9 |  |  | 0 | 85 | 5 | 0 | 0 |  | 0
|  |  |  | MKr15 |  |  | 2030 |  | 1.55 |  | 2.831 | 0.020115 | 14.9 |  |  | 0 | 55 | 5 | 0 | 0 |  | 0
|  |  |  | MKr15 |  |  | 2050 |  | 1.6 |  | 2.831 | 0.020115 | 14.9 |  |  | 0 | 55 | 5 | 0 | 0 |  | 0
|  | INDPDRHGASN6 | Industrial heating technology Private Service RH - Heat pump,gas adsoption, air-to-water - new 6 | MKr15 | INDNGA, INDBGA, INDSNG1, INDSNG2 | IPDRH | 2011 | 2011 | 1.35 | 20 | 13.0375 | 0.12572 | 93.125 | 0.031536 | 0.5 | 0 | 20 | 2 | 0 | 0 |  | 0
|  |  |  | MKr15 |  |  | 2020 |  | 1.35 |  | 13.0375 | 0.12572 | 93.125 |  |  | 0 | 10 | 1 | 0 | 0 |  | 0
|  |  |  | MKr15 |  |  | 2030 |  | 1.35 |  | 13.0375 | 0.12572 | 93.125 |  |  | 0 | 5 | 0.5 | 0 | 0 |  | 0
|  |  |  | MKr15 |  |  | 2050 |  | 1.35 |  | 13.0375 | 0.12572 | 93.125 |  |  | 0 | 5 | 0.5 | 0 | 0 |  | 0
|  | * Heat Exchangers |  | MKr15
|  | INDPDRHHCEN1 | Industrial heating technology Private Service RH - central district heating - within DH area - new 1 | MKr15 | INDHCE | IPDRH | 2011 | 2011 | 0.96 | 30 | 1.17 | 0.058736 | 14.155 | 0.031536 | 0.5
|  | INDPDMTHCEN1 | Industrial heating technology Private Service MT - central district heating - within DH area - new 1 | MKr15 | INDHCE | IPDMT | 2011 | 2011 | 0.96 | 30 | 1.17 | 0.058736 | 14.155 | 0.031536 | 0.5
|  | INDPDRHHDEN1 | Industrial heating technology Private Service RH - decentral district heating - within DH area - new 1 | MKr15 | INDHDE | IPDRH | 2011 | 2011 | 0.96 | 30 | 1.25 | 0.058736 | 14.155 | 0.031536 | 0.5
|  | INDPDMTHDEN1 | Industrial heating technology Private Service MT - decentral district heating - within DH area - new 1 | MKr15 | INDHDE | IPDMT | 2011 | 2011 | 0.96 | 30 | 1.25 | 0.058736 | 14.155 | 0.031536 | 0.5
|  | * Electric appliances |  | MKr15
|  | INDPDLAELCN1 | Industry Private Service LA Electricity Light Appliance - New 1 | MKr15 | INDELC | IPDLA | 2011 | 2011 | 1 | 10 |  |  |  |  | 0.9
|  |  |  | MKr15 |  |  | 2020
|  |  |  | MKr15 |  |  | 2030
|  |  |  | MKr15 |  |  | 2050
|  | INDPDEMELCN1 | Industry Private Service EM Electricity Motors - New 1 | MKr15 | INDELC | IPDEM | 2011 | 2011 | 1 | 10 |  |  |  |  | 0.9
|  |  |  | MKr15 |  |  | 2020
|  |  |  | MKr15 |  |  | 2030
|  |  |  | MKr15 |  |  | 2050
|  | INDPDTFDSLN1 | Industry Private Service TF Tractors, Trucks, Fishing boats - New 1 | MKr15 | INDDSL, INDDSB1, INDDSB2 | IPDTF | 2011 | 2011 | 1 | 10 |  |  |  |  | 0.9
|  |  |  | MKr15 |  |  | 2020
|  |  |  | MKr15 |  |  | 2030
|  |  |  | MKr15 |  |  | 2050
|  | INDPDFLGASN1 | Industry Private Service TF Forklifts - New 1 | MKr15 | INDLPG, INDBGA, INDNGA, INDSNG1, INDSNG2 | IPDFL | 2011 | 2011 | 1 | 10 |  |  |  |  | 0.9
|  |  |  | MKr15 |  |  | 2020
|  |  |  | MKr15 |  |  | 2030
|  |  |  | MKr15 |  |  | 2050
~FI_Process
| Sets | TechName | TechDesc | Tact | Tcap | Tslvl | PrimaryCG | Vintage
| *Process Set Membership | Technology Name | Technology Description | Activity Unit | Capacity Unit | TimeSlice level of Process Activity | Primary Commodity Group | Vintage Tracking
| DMD | INDPDHTGASN1 | Industrial heating technology Private Service HT - gas boiler - new 1 | PJ | MW |  |  | yes
|  | INDPDMTGASN1 | Industrial heating technology Private Service MT - gas boiler - new 1 | PJ | MW |  |  | yes
|  | INDPDRHGASN1 | Industrial heating technology Private Service RH - gas boiler - new 1 | PJ | MW |  |  | yes
|  | INDPDRHDSLN1 | Industrial heating technology Private Service RH - oil boiler - new 1 | PJ | MW |  |  | yes
|  | INDPDMTDSLN1 | Industrial heating technology Private Service MT - oil boiler - new 1 | PJ | MW |  |  | yes
|  | INDPDHTDSLN1 | Industrial heating technology Private Service HT - oil boiler - new 1 | PJ | MW |  |  | yes
|  | INDPDRHWPEN1 | Industrial heating technology Private Service RH - biomass boiler automatic stoking, Pellets - new 1 | PJ | MW |  |  | yes
|  | INDPDHTWPEN1 | Industrial heating technology Private Service HT - biomass boiler automatic stoking, Pellets - new 1 | PJ | MW |  |  | yes
|  | INDPDMTWPEN1 | Industrial heating technology Private Service MT - biomass boiler automatic stoking, Pellets - new 1 | PJ | MW |  |  | yes
|  | INDPDRHWCHN1 | Industrial heating technology Private Service RH - Wood Chips boiler, Pellets - new 1 | PJ | MW |  |  | yes
|  | INDPDHTWCHN1 | Industrial heating technology Private Service HT - Wood Chips boiler, Pellets - new 1 | PJ | MW |  |  | yes
|  | INDPDMTWCHN1 | Industrial heating technology Private Service MT - Wood Chips boiler, Pellets - new 1 | PJ | MW |  |  | yes
|  | INDPDHTELCN1 | Industrial heating technology Private Service HT - direct eletrical heating - new 1 | PJ | MW |  |  | yes
|  | INDPDMTELCN1 | Industrial heating technology Private Service MT - direct eletrical heating - new 1 | PJ | MW |  |  | yes
|  | INDPDRHELCN1 | Industrial heating technology Private Service RH - direct eletrical heating - new 1 | PJ | MW |  |  | yes
|  | INDPDRHELCN2 | Industrial heating technology Private Service RH - Heat pump, air-to-air - new 2 | PJ | MW |  |  | yes
|  | INDPDRHELCN3 | Industrial heating technology Private Service RH - Heat pump, air-to-water - new 3 | PJ | MW |  |  | yes
|  | INDPDRHELCN4 | Industrial heating technology Private Service RH - Heat pump, brine-to-water - new 4 | PJ | MW |  |  | yes
|  | INDPDRHSOLN1 | Industrial heating technology Private Service RH - solar - new 1 | PJ | MW | DAYNITE |  | yes
|  | INDPDRHGASN2 | Industrial heating technology Private Service RH - Heat pump,gas absorption, air-to-water - new 2 | PJ | MW |  |  | yes
|  | INDPDRHGASN3 | Industrial heating technology Private Service RH - Heat pump,gas absorption, brine-to-water - new 3 | PJ | MW |  |  | yes
|  | INDPDRHGASN4 | Industrial heating technology Private Service RH - Heat pump,gas engine, air-to-water - new 4 | PJ | MW |  |  | yes
|  | INDPDRHGASN5 | Industrial heating technology Private Service RH - Heat pump,gas engine, brine-to-water - new 5 | PJ | MW |  |  | yes
|  | INDPDRHGASN6 | Industrial heating technology Private Service RH - Heat pump,gas adsoption, air-to-water - new 6 | PJ | MW |  |  | yes
|  | INDPDRHHCEN1 | Industrial heating technology Private Service RH - central district heating - within DH area - new 1 | PJ | MW |  |  | yes
|  | INDPDMTHCEN1 | Industrial heating technology Private Service MT - central district heating - within DH area - new 1 | PJ | MW |  |  | yes
|  | INDPDRHHDEN1 | Industrial heating technology Private Service RH - decentral district heating - within DH area - new 1 | PJ | MW |  |  | yes
|  | INDPDMTHDEN1 | Industrial heating technology Private Service MT - decentral district heating - within DH area - new 1 | PJ | MW |  |  | yes
|  | INDPDLAELCN1 | Industry Private Service LA Electricity Light Appliance - New 1 | PJ | MW |  |  | yes
|  | INDPDEMELCN1 | Industry Private Service EM Electricity Motors - New 1 | PJ | MW |  |  | yes
|  | INDPDTFDSLN1 | Industry Private Service TF Tractors, Trucks, Fishing boats - New 1 | PJ | MW |  |  | yes
|  | INDPDFLGASN1 | Industry Private Service TF Forklifts - New 1 | PJ | MW |  |  | yes
~FI_Comm
CSet | Region | CommName | CommDesc | Unit | LimType | CTSLvl | PeakTS | Ctype
*Commodity Set Membership | Region Name | Commodity Name | Commodity Description | Unit | Sense of the Balance EQN. | Timeslice Level | Peak Monitoring | Electricity Indicator
ENV |  | IPDSOx | Industrial heating heating technology Private Service - SOx emission | g/GJ
|  | IPDNOx | Industrial heating heating technology Private Service - NOx emission | g/GJ
|  | IPDCH4 | Industrial heating heating technology Private Service - CH4 emission | g/GJ
|  | IPDNO2 | Industrial heating heating technology Private Service - NO2 emission | g/GJ
|  | IPDPM | Industrial heating heating technology Private Service - Particle emission | g/GJ
Note on R3: Maurizio Gargiulo: It is not possible to use the parameter like in here because we have more than one COMM-OUT. If you try to join the two tables you will get an error. We should move these information in a scenario file
Note on J66: Maurizio Gargiulo: Moved to the trans file by TS
Note on L103: Stefan Petrovic: =L6*0.95 was previously
Note on L104: Stefan Petrovic: =L6*0.95 was previously

## IND_Public
[10 empty] | IUDRH | IUDMT | IUDHT
[7 empty] | ~FI_T |  |  | 100% | 80% | 70%
|  | TechName | *TechDesc | CURR | Comm-IN | Comm-OUT | YEAR | START | EFF | LIFE | INVCOST | FIXOM | VAROM | CAP2ACT | AFA | FEMIS~IPDSOx | FEMIS~IPDNOx | FEMIS~IPDCH4 | FEMIS~IPDNO2 | FEMIS~IPDPM | * Source | Input~ELCC | EFF heat pumps moved to Trans file
|  | *PlantName | [21 empty] | Sector | Public Service
|  | * | [8 empty] | Mkr/MW | Mkr/MW/year | Mkr/PJ | Factor | Factor | g/GJ | g/GJ | g/GJ | g/GJ | g/GJ
|  | INDUDHTGASN1 | Industrial heating technology Public Service HT - gas boiler - new 1 | MKr15 | INDNGA, INDBGA, INDSNG1, INDSNG2, INDLPG | IUDHT | 2011 | 2011 | 0.714 | 25 | 0.94367 | 0.0298 | 14.9 | 0.031536 | 0.5 | 0 | 20 | 2 | 0 | 0 |  | 0 |  | IUDHT | Industry Public Service industry Demand Heat High Temp. over 150C
|  |  |  | MKr15 |  |  | 2020 |  | 0.714 |  | 0.91883 | 0.0298 | 14.9 |  |  | 0 | 10 | 1 | 0 | 0 |  | 0 |  | IUDMT | Industry Public Service industry Demand Heat Medium Temp. up to 150C
|  |  |  | MKr15 |  |  | 2030 |  | 0.714 |  | 0.894 | 0.0298 | 14.9 |  |  | 0 | 5 | 0.5 | 0 | 0 |  | 0 |  | IUDRH | Industry Public Service industry Demand Heat Room Heat
|  |  |  | MKr15 |  |  | 2050 |  | 0.714 |  | 0.894 | 0.0298 | 14.9 |  |  | 0 | 5 | 0.5 | 0 | 0 |  | 0 |  | IUDLA | Industry Public Service industry Demand Light Appliances
|  | INDUDMTGASN1 | Industrial heating technology Public Service MT - gas boiler - new 1 | MKr15 | INDNGA, INDBGA, INDSNG1, INDSNG2, INDLPG | IUDMT | 2011 | 2011 | 0.816 | 25 | 0.94367 | 0.0298 | 14.9 | 0.031536 | 0.5 | 0 | 20 | 2 | 0 | 0 |  | 0 |  | IUDEM | Industry Public Service industry Demand Electric Motors
|  |  |  | MKr15 |  |  | 2020 |  | 0.816 |  | 0.91883 | 0.0298 | 14.9 |  |  | 0 | 10 | 1 | 0 | 0 |  | 0 |  | IUDTF | Industry Public Service industry Demand Tractors, Trucks, Fishing boats, Forest machines
|  |  |  | MKr15 |  |  | 2030 |  | 0.816 |  | 0.894 | 0.0298 | 14.9 |  |  | 0 | 5 | 0.5 | 0 | 0 |  | 0 |  | IUDFL | Industry Public Service industry Demand Forklifts
|  |  |  | MKr15 |  |  | 2050 |  | 0.816 |  | 0.894 | 0.0298 | 14.9 |  |  | 0 | 5 | 0.5 | 0 | 0 |  | 0
|  | INDUDRHGASN1 | Industrial heating technology Public Service RH - gas boiler - new 1 | MKr15 | INDNGA, INDBGA, INDSNG1, INDSNG2, INDLPG | IUDRH | 2011 | 2011 | 1.02 | 25 | 0.94367 | 0.0298 | 14.9 | 0.031536 | 0.5 | 0 | 20 | 2 | 0 | 0 |  | 0
|  |  |  | MKr15 |  |  | 2020 |  | 1.02 |  | 0.91883 | 0.0298 | 14.9 |  |  | 0 | 10 | 1 | 0 | 0 |  | 0
|  |  |  | MKr15 |  |  | 2030 |  | 1.02 |  | 0.894 | 0.0298 | 14.9 |  |  | 0 | 5 | 0.5 | 0 | 0 |  | 0
|  |  |  | MKr15 |  |  | 2050 |  | 1.02 |  | 0.894 | 0.0298 | 14.9 |  |  | 0 | 5 | 0.5 | 0 | 0 |  | 0
|  | INDUDRHDSLN1 | Industrial heating technology Public Service RH - oil boiler - new 1 | MKr15 | INDDSL, INDDSB1, INDDSB2, INDHFO | IUDRH | 2011 | 2011 | 0.96 | 20 | 0.596 | 0.0093125 | 0 | 0.031536 | 0.5 | 0.5 | 30 | 0 | 0 | 0.03 |  | 0
|  |  |  | MKr15 |  |  | 2020 |  | 0.96 |  | 0.596 | 0.0093125 | 0 |  |  | 0.5 | 30 | 0 | 0 | 0.03 |  | 0
|  |  |  | MKr15 |  |  | 2030 |  | 0.96 |  | 0.596 | 0.0093125 | 0 |  |  | 0.5 | 30 | 0 | 0 | 0.03 |  | 0
|  |  |  | MKr15 |  |  | 2050 |  | 0.96 |  | 0.596 | 0.0093125 | 0 |  |  | 0.5 | 30 | 0 | 0 | 0.03 |  | 0
|  | INDUDMTDSLN1 | Industrial heating technology Public Service MT - oil boiler - new 1 | MKr15 | INDDSL, INDDSB1, INDDSB2, INDHFO | IUDMT | 2011 | 2011 | 0.768 | 20 | 0.596 | 0.0093125 | 0 | 0.031536 | 0.5 | 0.5 | 30 | 0 | 0 | 0.03 |  | 0
|  |  |  | MKr15 |  |  | 2020 |  | 0.768 |  | 0.596 | 0.0093125 | 0 |  |  | 0.5 | 30 | 0 | 0 | 0.03 |  | 0
|  |  |  | MKr15 |  |  | 2030 |  | 0.768 |  | 0.596 | 0.0093125 | 0 |  |  | 0.5 | 30 | 0 | 0 | 0.03 |  | 0
|  |  |  | MKr15 |  |  | 2050 |  | 0.768 |  | 0.596 | 0.0093125 | 0 |  |  | 0.5 | 30 | 0 | 0 | 0.03 |  | 0
|  | INDUDHTDSLN1 | Industrial heating technology Public Service HT - oil boiler - new 1 | MKr15 | INDDSL, INDDSB1, INDDSB2, INDHFO | IUDHT | 2011 | 2011 | 0.672 | 20 | 0.596 | 0.0093125 | 0 | 0.031536 | 0.5 | 0.5 | 30 | 0 | 0 | 0.03
|  |  |  | MKr15 |  |  | 2020 |  | 0.672 |  | 0.596 | 0.0093125 | 0 |  |  | 0.5 | 30 | 0 | 0 | 0.03
|  |  |  | MKr15 |  |  | 2030 |  | 0.672 |  | 0.596 | 0.0093125 | 0 |  |  | 0.5 | 30 | 0 | 0 | 0.03
|  |  |  | MKr15 |  |  | 2050 |  | 0.672 |  | 0.596 | 0.0093125 | 0 |  |  | 0.5 | 30 | 0 | 0 | 0.03
|  | INDUDRHWPEN1 | Industrial heating technology Public Service RH - biomass boiler automatic stoking, Pellets - new 1 | MKr15 | INDWPE | IUDRH | 2020 | 2011 | 0.85 | 20 | 1.49 | 0.046935 | 0 | 0.031536 | 0.5 | 0 | 90 | 3 | 0 | 10 |  | 0
|  |  |  | MKr15 |  |  | 2030 |  | 0.87 |  | 1.49 | 0.046935 | 0 |  |  | 0 | 70 | 2 | 0 | 8 |  | 0
|  |  |  | MKr15 |  |  | 2050 |  | 0.91 |  | 1.49 | 0.05215 | 0 |  |  | 0 | 50 | 1 | 0 | 6 |  | 0
|  |  |  | MKr15 |  |  | 2050 |  | 0.95 |  | 1.49 | 0.0596 | 0 |  |  | 0 | 40 | 0 | 0 | 4 |  | 0 |  | 1.1
|  | INDUDHTWPEN1 | Industrial heating technology Public Service HT - biomass boiler automatic stoking, Pellets - new 1 | MKr15 | INDWPE | IUDHT | 2011 | 2011 | 0.595 | 20 | 1.49 | 0.046935 | 0 | 0.031536 | 0.5 | 0 | 90 | 3 | 0 | 10
|  |  |  | MKr15 |  |  | 2030 |  | 0.609 |  | 1.49 | 0.046935 | 0 |  |  | 0 | 70 | 2 | 0 | 8
|  |  |  | MKr15 |  |  | 2050 |  | 0.637 |  | 1.49 | 0.05215 | 0 |  |  | 0 | 50 | 1 | 0 | 6
|  |  |  | MKr15 |  |  | 2050 |  | 0.665 |  | 1.49 | 0.0596 | 0 |  |  | 0 | 40 | 0 | 0 | 4
|  | INDUDMTWPEN1 | Industrial heating technology Public Service MT - biomass boiler automatic stoking, Pellets - new 1 | MKr15 | INDWPE | IUDMT | 2011 | 2011 | 0.68 | 20 | 1.49 | 0.046935 | 0 | 0.031536 | 0.5 | 0 | 90 | 3 | 0 | 10 |  | 0
|  |  |  | MKr15 |  |  | 2020 |  | 0.696 |  | 1.49 | 0.046935 | 0 |  |  | 0 | 70 | 2 | 0 | 8 |  | 0
|  |  |  | MKr15 |  |  | 2030 |  | 0.728 |  | 1.49 | 0.05215 | 0 |  |  | 0 | 50 | 1 | 0 | 6 |  | 0
|  |  |  | MKr15 |  |  | 2050 |  | 0.76 |  | 1.49 | 0.0596 | 0 |  |  | 0 | 40 | 0 | 0 | 4 |  | 0
|  | INDUDRHWCHN1 | Industrial heating technology Public Service RH - Wood Chips boiler, Pellets - new 1 | MKr15 | INDWCH | IUDRH | 2011 | 2011 | 1.08 | 20 | 5.96 | 0.0055875 | 5.5875 | 0.031536 | 0.5 | 1.9 | 81 | 6.1 | 0.8 | 0
|  |  |  | MKr15 |  |  | 2020 |  | 1.08 |  | 5.96 | 0.0055875 | 5.5875 |  |  | 1.9 | 81 | 6.1 | 0.8 | 0
|  |  |  | MKr15 |  |  | 2030 |  | 1.08 |  | 5.96 | 0.0055875 | 5.5875 |  |  | 1.9 | 81 | 6.1 | 0.8 | 0
|  |  |  | MKr15 |  |  | 2050 |  | 1.08 |  | 5.96 | 0.0055875 | 5.5875 |  |  | 1.9 | 81 | 6.1 | 0.8 | 0
|  | INDUDHTWCHN1 | Industrial heating technology Public Service HT - Wood Chips boiler, Pellets - new 1 | MKr15 | INDWCH | IUDHT | 2011 | 2011 | 0.756 | 20 | 5.96 | 0.0055875 | 5.5875 | 0.031536 | 0.5 | 1.9 | 81 | 6.1 | 0.8 | 0
|  |  |  | MKr15 |  |  | 2020 |  | 0.756 |  | 5.96 | 0.0055875 | 5.5875 |  |  | 1.9 | 81 | 6.1 | 0.8 | 0
|  |  |  | MKr15 |  |  | 2030 |  | 0.756 |  | 5.96 | 0.0055875 | 5.5875 |  |  | 1.9 | 81 | 6.1 | 0.8 | 0
|  |  |  | MKr15 |  |  | 2050 |  | 0.756 |  | 5.96 | 0.0055875 | 5.5875 |  |  | 1.9 | 81 | 6.1 | 0.8 | 0
|  | INDUDMTWCHN1 | Industrial heating technology Public Service MT - Wood Chips boiler, Pellets - new 1 | MKr15 | INDWCH | IUDMT | 2011 | 2011 | 0.864 | 20 | 5.96 | 0.0055875 | 5.5875 | 0.031536 | 0.5 | 1.9 | 81 | 6.1 | 0.8 | 0
|  |  |  | MKr15 |  |  | 2020 |  | 0.864 |  | 5.96 | 0.0055875 | 5.5875 |  |  | 1.9 | 81 | 6.1 | 0.8 | 0
|  |  |  | MKr15 |  |  | 2030 |  | 0.864 |  | 5.96 | 0.0055875 | 5.5875 |  |  | 1.9 | 81 | 6.1 | 0.8 | 0
|  |  |  | MKr15 |  |  | 2050 |  | 0.864 |  | 5.96 | 0.0055875 | 5.5875 |  |  | 1.9 | 81 | 6.1 | 0.8 | 0
|  | INDUDHTELCN1 | Industrial heating technology Public Service HT - direct eletrical heating - new 1 | MKr15 | INDELC | IUDHT | 2011 | 2011 | 0.686 | 20 | 1.125 | 0.0011 | 0.8 | 0.031536 | 0.5 | 0 | 0 | 0 | 0 | 0 |  | 0
|  |  |  | MKr15 |  |  | 2020 |  | 0.693 |  | 1.125 | 0.00107 | 0.9 |  |  | 0 | 0 | 0 | 0 | 0 |  | 0
|  |  |  | MKr15 |  |  | 2030 |  | 0.693 |  | 1.05 | 0.00102 | 1 |  |  | 0 | 0 | 0 | 0 | 0 |  | 0
|  |  |  | MKr15 |  |  | 2050 |  | 0.693 |  | 0.975 | 0.00092 | 1 |  |  | 0 | 0 | 0 | 0 | 0 |  | 0
|  | INDUDMTELCN1 | Industrial heating technology Public Service MT - direct eletrical heating - new 1 | MKr15 | INDELC | IUDMT | 2011 | 2011 | 0.784 | 20 | 1.125 | 0.0745 | 0.8 | 0.031536 | 0.5 | 0 | 0 | 0 | 0 | 0 |  | 0
|  |  |  | MKr15 |  |  | 2020 |  | 0.792 |  | 1.125 | 0.0745 | 0.9 |  |  | 0 | 0 | 0 | 0 | 0 |  | 0
|  |  |  | MKr15 |  |  | 2030 |  | 0.792 |  | 1.05 | 0.0745 | 1 |  |  | 0 | 0 | 0 | 0 | 0 |  | 0
|  |  |  | MKr15 |  |  | 2050 |  | 0.792 |  | 0.975 | 0.0745 | 1 |  |  | 0 | 0 | 0 | 0 | 0 |  | 0
|  | INDUDRHELCN1 | Industrial heating technology Public Service RH - direct eletrical heating - new 1 | MKr15 | INDELC | IUDRH | 2011 | 2011 | 0.98 | 20 | 1.125 | 0.0745 | 0.8 | 0.031536 | 0.5 | 0 | 0 | 0 | 0 | 0 |  | 0
|  |  |  | MKr15 |  |  | 2020 |  | 0.99 |  | 1.125 | 0.0745 | 0.9 |  |  | 0 | 0 | 0 | 0 | 0 |  | 0
|  |  |  | MKr15 |  |  | 2030 |  | 0.99 |  | 1.05 | 0.0745 | 1 |  |  | 0 | 0 | 0 | 0 | 0 |  | 0
|  |  |  | MKr15 |  |  | 2050 |  | 0.99 |  | 0.975 | 0.0745 | 1 |  |  | 0 | 0 | 0 | 0 | 0 |  | 0
|  | INDUDRHELCN2 | Industrial heating technology Public Service RH - Heat pump, air-to-air - new 2 | MKr15 | INDELC | IUDRH | 2011 | 2011 |  | 20 | 4.023 | 0.06258 | 0 | 0.031536 | 0.5 | 0 | 0 | 0 | 0 | 0 |  | 0 | 3
|  |  |  | MKr15 |  |  | 2020 |  |  |  | 3.874 | 0.06258 | 0 |  |  | 0 | 0 | 0 | 0 | 0 |  | 0 | 3.2
|  |  |  | MKr15 |  |  | 2030 |  |  |  | 3.576 | 0.06258 | 0 |  |  | 0 | 0 | 0 | 0 | 0 |  | 0 | 3.7
|  |  |  | MKr15 |  |  | 2050 |  |  |  | 3.427 | 0.06258 | 0 |  |  | 0 | 0 | 0 | 0 | 0 |  | 0 | 4
|  | INDUDRHELCN3 | Industrial heating technology Public Service RH - Heat pump, air-to-water - new 3 | MKr15 | INDELC | IUDRH | 2011 | 2011 |  | 20 | 7.45 | 0.00745 | 0 | 0.031536 | 0.5 | 0 | 0 | 0 | 0 | 0 |  | 0 | 3
|  |  |  | MKr15 |  |  | 2020 |  |  |  | 7.45 | 0.00745 | 0 |  |  | 0 | 0 | 0 | 0 | 0 |  | 0 | 3.3
|  |  |  | MKr15 |  |  | 2030 |  |  |  | 6.705 | 0.00745 | 0 |  |  | 0 | 0 | 0 | 0 | 0 |  | 0 | 3.7
|  |  |  | MKr15 |  |  | 2050 |  |  |  | 6.705 | 0.00745 | 0 |  |  | 0 | 0 | 0 | 0 | 0 |  | 0 | 4
|  | INDUDRHELCN4 | Industrial heating technology Public Service RH - Heat pump, brine-to-water - new 4 | MKr15 | INDELC | IUDRH | 2011 | 2011 |  | 30 | 8.195 | 0.00745 | 0 | 0.031536 | 0.5 | 0 | 0 | 0 | 0 | 0 |  | 0 | 3.3
|  |  |  | MKr15 |  |  | 2020 |  |  |  | 8.195 | 0.00745 | 0 |  |  | 0 | 0 | 0 | 0 | 0 |  | 0 | 3.5
|  |  |  | MKr15 |  |  | 2030 |  |  |  | 7.45 | 0.00745 | 0 |  |  | 0 | 0 | 0 | 0 | 0 |  | 0 | 4
|  |  |  | MKr15 |  |  | 2050 |  |  |  | 6.705 | 0.00745 | 0 |  |  | 0 | 0 | 0 | 0 | 0 |  | 0 | 4.5
|  | INDUDRHSOLN1 | Industrial heating technology Public Service RH - solar - new 1 | MKr15 | INDSOL | IUDRH | 2011 | 2011 | 1 | 20 | 4.5714 | 0.0207 | 0 | 0.031536 | 0.09 | 0 | 0 | 0 | 0 | 0 |  | 0
|  |  |  | MKr15 |  |  | 2020 |  |  | 25 | 4.2857 | 0.02066 | 0 |  |  | 0 | 0 | 0 | 0 | 0 |  | 0
|  |  |  | MKr15 |  |  | 2030 |  |  | 30 | 3.9286 | 0.023281 | 0 |  |  | 0 | 0 | 0 | 0 | 0 |  | 0
|  |  |  | MKr15 |  |  | 2050 |  |  | 30 | 3.5714 | 0.021499 | 0 |  |  | 0 | 0 | 0 | 0 | 0 |  | 0
|  | INDUDRHGASN2 | Industrial heating technology Public Service RH - Heat pump,gas absorption, air-to-water - new 2 | MKr15 | INDNGA, INDBGA, INDSNG1, INDSNG2 | IUDRH | 2011 | 2011 | 1.35 | 22 | 3.0477 | 0.022858 | 18 | 0.031536 | 0.5 | 0 | 15 | 2 | 0 | 0 |  | 0
|  |  |  | MKr15 |  |  | 2020 |  | 1.45 |  | 1.6763 | 0.012572 | 18 |  |  | 0 | 10 | 1 | 0 | 0 |  | 0
|  |  |  | MKr15 |  |  | 2030 |  | 1.7 |  | 1.5831 | 0.012572 | 18 |  |  | 0 | 5 | 0.5 | 0 | 0 |  | 0
|  |  |  | MKr15 |  |  | 2050 |  | 1.7 |  | 1.5831 | 0.012572 | 18 |  |  | 0 | 5 | 0.5 | 0 | 0 |  | 0
|  | INDUDRHGASN3 | Industrial heating technology Public Service RH - Heat pump,gas absorption, brine-to-water - new 3 | MKr15 | INDNGA, INDBGA, INDSNG1, INDSNG2 | IUDRH | 2011 | 2011 | 1.35 | 22 | 5.5875 | 0.022858 | 0 | 0.031536 | 0.5 | 0 | 15 | 2 | 0 | 0 |  | 0
|  |  |  | MKr15 |  |  | 2020 |  | 1.45 |  | 3.0731 | 0.012572 | 0 |  |  | 0 | 10 | 1 | 0 | 0 |  | 0
|  |  |  | MKr15 |  |  | 2030 |  | 1.7 |  | 2.98 | 0.012572 | 0 |  |  | 0 | 5 | 0.5 | 0 | 0 |  | 0
|  |  |  | MKr15 |  |  | 2050 |  | 1.7 |  | 2.98 | 0.012572 | 0 |  |  | 0 | 5 | 0.5 | 0 | 0 |  | 0
|  | INDUDRHGASN4 | Industrial heating technology Public Service RH - Heat pump,gas engine, air-to-water - new 4 | MKr15 | INDNGA, INDBGA, INDSNG1, INDSNG2 | IUDRH | 2011 | 2011 | 1.5 | 12.5 | 0.596 | 0.020115 | 14.9 | 0.031536 | 0.5 | 0 | 115 | 5 | 0 | 0 |  | 0
|  |  |  | MKr15 |  |  | 2020 |  | 1.55 |  | 0.596 | 0.020115 | 14.9 |  |  | 0 | 85 | 5 | 0 | 0 |  | 0
|  |  |  | MKr15 |  |  | 2030 |  | 1.55 |  | 0.596 | 0.020115 | 14.9 |  |  | 0 | 55 | 5 | 0 | 0 |  | 0
|  |  |  | MKr15 |  |  | 2050 |  | 1.6 |  | 0.596 | 0.020115 | 14.9 |  |  | 0 | 55 | 5 | 0 | 0 |  | 0
|  | INDUDRHGASN5 | Industrial heating technology Public Service RH - Heat pump,gas engine, brine-to-water - new 5 | MKr15 | INDNGA, INDBGA, INDSNG1, INDSNG2 | IUDRH | 2011 | 2011 | 1.5 | 12.5 | 2.831 | 0.020115 | 14.9 | 0.031536 | 0.5 | 0 | 115 | 5 | 0 | 0 |  | 0
|  |  |  | MKr15 |  |  | 2020 |  | 1.55 |  | 2.831 | 0.020115 | 14.9 |  |  | 0 | 85 | 5 | 0 | 0 |  | 0
|  |  |  | MKr15 |  |  | 2030 |  | 1.55 |  | 2.831 | 0.020115 | 14.9 |  |  | 0 | 55 | 5 | 0 | 0 |  | 0
|  |  |  | MKr15 |  |  | 2050 |  | 1.6 |  | 2.831 | 0.020115 | 14.9 |  |  | 0 | 55 | 5 | 0 | 0 |  | 0
|  | INDUDRHGASN6 | Industrial heating technology Public Service RH - Heat pump,gas adsoption, air-to-water - new 6 | MKr15 | INDNGA, INDBGA, INDSNG1, INDSNG2 | IUDRH | 2011 | 2011 | 1.35 | 20 | 13.0375 | 0.12572 | 93.125 | 0.031536 | 0.5 | 0 | 20 | 2 | 0 | 0 |  | 0
|  |  |  | MKr15 |  |  | 2020 |  | 1.35 |  | 13.0375 | 0.12572 | 93.125 |  |  | 0 | 10 | 1 | 0 | 0 |  | 0
|  |  |  | MKr15 |  |  | 2030 |  | 1.35 |  | 13.0375 | 0.12572 | 93.125 |  |  | 0 | 5 | 0.5 | 0 | 0 |  | 0
|  |  |  | MKr15 |  |  | 2050 |  | 1.35 |  | 13.0375 | 0.12572 | 93.125 |  |  | 0 | 5 | 0.5 | 0 | 0 |  | 0
|  | * Heat Exchangers |  | MKr15
|  | INDUDRHHCEN1 | Industrial heating technology Public Service RH - central district heating - within DH area - new 1 | MKr15 | INDHCE | IUDRH | 2011 | 2011 | 0.96 | 30 | 1.17 | 0.058736 | 14.155 | 0.031536 | 0.5
|  | INDUDMTHCEN1 | Industrial heating technology Public Service MT - central district heating - within DH area - new 1 | MKr15 | INDHCE | IUDMT | 2011 | 2011 | 0.96 | 30 | 1.17 | 0.058736 | 14.155 | 0.031536 | 0.5
|  | INDUDRHHDEN1 | Industrial heating technology Public Service RH - decentral district heating - within DH area - new 1 | MKr15 | INDHDE | IUDRH | 2011 | 2011 | 0.96 | 30 | 1.25 | 0.058736 | 14.155 | 0.031536 | 0.5
|  | INDUDMTHDEN1 | Industrial heating technology Public Service MT - decentral district heating - within DH area - new 1 | MKr15 | INDHDE | IUDMT | 2011 | 2011 | 0.96 | 30 | 1.25 | 0.058736 | 14.155 | 0.031536 | 0.5
|  | * Electric appliances |  | MKr15
|  | INDUDLAELCN1 | Industry Public Service LA Electricity Light Appliance - New 1 | MKr15 | INDELC | IUDLA | 2011 | 2011 | 1 | 10 |  |  |  |  | 0.9
|  |  |  | MKr15 |  |  | 2020
|  |  |  | MKr15 |  |  | 2030
|  |  |  | MKr15 |  |  | 2050
|  | INDUDEMELCN1 | Industry Public Service EM Electricity Motors - New 1 | MKr15 | INDELC | IUDEM | 2011 | 2011 | 1 | 10 |  |  |  |  | 0.9
|  |  |  | MKr15 |  |  | 2020
|  |  |  | MKr15 |  |  | 2030
|  |  |  | MKr15 |  |  | 2050
|  | INDUDTFDSLN1 | Industry Public Service TF Tractors, Trucks, Fishing boats - New 1 | MKr15 | INDDSL, INDDSB1, INDDSB2 | IUDTF | 2011 | 2011 | 1 | 10 |  |  |  |  | 0.9
|  |  |  | MKr15 |  |  | 2020
|  |  |  | MKr15 |  |  | 2030
|  |  |  | MKr15 |  |  | 2050
|  | INDUDFLGASN1 | Industry Public Service TF Forklifts - New 1 | MKr15 | INDLPG, INDBGA, INDNGA, INDSNG1, INDSNG2 | IUDFL | 2011 | 2011 | 1 | 10 |  |  |  |  | 0.9
|  |  |  | MKr15 |  |  | 2020
|  |  |  | MKr15 |  |  | 2030
|  |  |  | MKr15 |  |  | 2050
~FI_Process
| Sets | TechName | TechDesc | Tact | Tcap | Tslvl | PrimaryCG | Vintage
| *Process Set Membership | Technology Name | Technology Description | Activity Unit | Capacity Unit | TimeSlice level of Process Activity | Primary Commodity Group | Vintage Tracking
| DMD | INDUDHTGASN1 | Industrial heating technology Public Service HT - gas boiler - new 1 | PJ | MW |  |  | yes
|  | INDUDMTGASN1 | Industrial heating technology Public Service MT - gas boiler - new 1 | PJ | MW |  |  | yes
|  | INDUDRHGASN1 | Industrial heating technology Public Service RH - gas boiler - new 1 | PJ | MW |  |  | yes
|  | INDUDRHDSLN1 | Industrial heating technology Public Service RH - oil boiler - new 1 | PJ | MW |  |  | yes
|  | INDUDMTDSLN1 | Industrial heating technology Public Service MT - oil boiler - new 1 | PJ | MW |  |  | yes
|  | INDUDHTDSLN1 | Industrial heating technology Public Service HT - oil boiler - new 1 | PJ | MW |  |  | yes
|  | INDUDRHWPEN1 | Industrial heating technology Public Service RH - biomass boiler automatic stoking, Pellets - new 1 | PJ | MW |  |  | yes
|  | INDUDHTWPEN1 | Industrial heating technology Public Service HT - biomass boiler automatic stoking, Pellets - new 1 | PJ | MW |  |  | yes
|  | INDUDMTWPEN1 | Industrial heating technology Public Service MT - biomass boiler automatic stoking, Pellets - new 1 | PJ | MW |  |  | yes
|  | INDUDRHWCHN1 | Industrial heating technology Public Service RH - Wood Chips boiler, Pellets - new 1 | PJ | MW |  |  | yes
|  | INDUDHTWCHN1 | Industrial heating technology Public Service HT - Wood Chips boiler, Pellets - new 1 | PJ | MW |  |  | yes
|  | INDUDMTWCHN1 | Industrial heating technology Public Service MT - Wood Chips boiler, Pellets - new 1 | PJ | MW |  |  | yes
|  | INDUDHTELCN1 | Industrial heating technology Public Service HT - direct eletrical heating - new 1 | PJ | MW |  |  | yes
|  | INDUDMTELCN1 | Industrial heating technology Public Service MT - direct eletrical heating - new 1 | PJ | MW |  |  | yes
|  | INDUDRHELCN1 | Industrial heating technology Public Service RH - direct eletrical heating - new 1 | PJ | MW |  |  | yes
|  | INDUDRHELCN2 | Industrial heating technology Public Service RH - Heat pump, air-to-air - new 2 | PJ | MW |  |  | yes
|  | INDUDRHELCN3 | Industrial heating technology Public Service RH - Heat pump, air-to-water - new 3 | PJ | MW |  |  | yes
|  | INDUDRHELCN4 | Industrial heating technology Public Service RH - Heat pump, brine-to-water - new 4 | PJ | MW |  |  | yes
|  | INDUDRHSOLN1 | Industrial heating technology Public Service RH - solar - new 1 | PJ | MW | DAYNITE |  | yes
|  | INDUDRHGASN2 | Industrial heating technology Public Service RH - Heat pump,gas absorption, air-to-water - new 2 | PJ | MW |  |  | yes
|  | INDUDRHGASN3 | Industrial heating technology Public Service RH - Heat pump,gas absorption, brine-to-water - new 3 | PJ | MW |  |  | yes
|  | INDUDRHGASN4 | Industrial heating technology Public Service RH - Heat pump,gas engine, air-to-water - new 4 | PJ | MW |  |  | yes
|  | INDUDRHGASN5 | Industrial heating technology Public Service RH - Heat pump,gas engine, brine-to-water - new 5 | PJ | MW |  |  | yes
|  | INDUDRHGASN6 | Industrial heating technology Public Service RH - Heat pump,gas adsoption, air-to-water - new 6 | PJ | MW |  |  | yes
|  | INDUDRHHCEN1 | Industrial heating technology Public Service RH - central district heating - within DH area - new 1 | PJ | MW |  |  | yes
|  | INDUDMTHCEN1 | Industrial heating technology Public Service MT - central district heating - within DH area - new 1 | PJ | MW |  |  | yes
|  | INDUDRHHDEN1 | Industrial heating technology Public Service RH - decentral district heating - within DH area - new 1 | PJ | MW |  |  | yes
|  | INDUDMTHDEN1 | Industrial heating technology Public Service MT - decentral district heating - within DH area - new 1 | PJ | MW |  |  | yes
|  | INDUDLAELCN1 | Industry Public Service LA Electricity Light Appliance - New 1 | PJ | MW |  |  | yes
|  | INDUDEMELCN1 | Industry Public Service EM Electricity Motors - New 1 | PJ | MW |  |  | yes
|  | INDUDTFDSLN1 | Industry Public Service TF Tractors, Trucks, Fishing boats - New 1 | PJ | MW |  |  | yes
|  | INDUDFLGASN1 | Industry Public Service TF Forklifts - New 1 | PJ | MW |  |  | yes
~FI_Comm
CSet | Region | CommName | CommDesc | Unit | LimType | CTSLvl | PeakTS | Ctype
*Commodity Set Membership | Region Name | Commodity Name | Commodity Description | Unit | Sense of the Balance EQN. | Timeslice Level | Peak Monitoring | Electricity Indicator
ENV |  | IPDSOx | Industrial heating heating technology Public Service - SOx emission | g/GJ
|  | IPDNOx | Industrial heating heating technology Public Service - NOx emission | g/GJ
|  | IPDCH4 | Industrial heating heating technology Public Service - CH4 emission | g/GJ
|  | IPDNO2 | Industrial heating heating technology Public Service - NO2 emission | g/GJ
|  | IPDPM | Industrial heating heating technology Public Service - Particle emission | g/GJ
Note on R3: Maurizio Gargiulo: It is not possible to use the parameter like in here because we have more than one COMM-OUT. If you try to join the two tables you will get an error. We should move these information in a scenario file
Note on J66: Maurizio Gargiulo: Moved to the trans file by TS
Note on L103: Stefan Petrovic: =L6*0.95 was previously
Note on L104: Stefan Petrovic: =L6*0.95 was previously

## IND_AGR_new
|  | Sector name: | 1.Food, beverages and tobacco | [13 empty] | Direct | Indirect | WH Base input: | HT | 0.3
|  |  | Agriculture | [13 empty] | 5 | 6 |  | MT | 0.2
[20 empty] | RH | 0
~FI_T
Sheet names (for lookups) |  | TechName | *TechDesc | CURR | Comm-IN | Comm-OUT | Comm-OUT-A | YEAR | START | EFF | *COP | LIFE | INVCOST | FIXOM | VAROM | CAP2ACT | AFA | FLO_MARK | Share-I~UP | VDA_FLOP |  | FEMIS~IADSOx | FEMIS~IADNOx | FEMIS~IADCH4 | FEMIS~IADNO2 | FEMIS~IADPM | * Source | Lookup year | Input~ELCC | EFF heat pumps moved to Trans file
*PlantName
|  | * | [10 empty] | Mkr/MW | Mkr/MW/year | Mkr/PJ | Factor | Factor |  |  |  |  | g/GJ | g/GJ | g/GJ | g/GJ | g/GJ
Trad. Heat pump 80C |  | INDADMTELCN1 | Industrial heating technology Agriculture MT - Heat pump utilizing waste heat - new 1 | MKr15 | INDELC | IADMT |  | 2020 | 2020 | 1 | 4.4755 | 20 | 5.4385 | 0.0149 | 6.7464 | 0.031536 | 0.5 | 0.21 | 0.22567 |  |  | 0 | 0 | 0 | 0 | 0 |  | 2020
Trad. Heat pump 80C |  |  |  | MKr15 | INDAWH | [13 empty] | 0.77433
Trad. Heat pump 80C |  |  |  | MKr15 | INDELC | IADMT |  | 2030 |  | 1 | 4.5793 |  | 4.8425 | 0.0149 | 6.6222 |  |  |  | 0.22056 |  |  | 0 | 0 | 0 | 0 | 0 |  | 2030
Trad. Heat pump 80C |  |  |  | MKr15 | INDAWH | [13 empty] | 0.77944 | [11 empty] | Sector | Agriculture
Trad. Heat pump 80C |  |  |  | MKr15 | INDELC | IADMT |  | 2050 |  | 1 | 4.7191 |  | 4.321 | 0.0149 | 6.4567 |  |  |  | 0.21402 |  |  | 0 | 0 | 0 | 0 | 0 |  | 2050 |  |  | IADHT | Agriculture Demand Heat High Temp. over 150C | IADMT | Agriculture Demand Heat Medium Temp. up to 150C
Trad. Heat pump 80C |  |  |  | MKr15 | INDAWH | [13 empty] | 0.78598 | [11 empty] | IADMT | Agriculture Demand Heat Medium Temp. up to 150C | IADHT | Agriculture Demand Heat High Temp. over 150C
Trad. Heat pump 80C |  | INDADRHELCN1 | Industrial heating technology Agriculture RH - Heat pump utilizing waste heat - new 1 | MKr15 | INDELC | IADRH |  | 2020 | 2020 | 1 | 4.4755 | 20 | 5.4385 | 0.0149 | 6.7464 | 0.031536 | 0.5 | 1 | 0.22567 |  |  | 0 | 0 | 0 | 0 | 0 |  | 2020 |  |  | IADRH | Agriculture Demand Heat Room Heat | IADRH | Agriculture Demand Heat Room Heat
Trad. Heat pump 80C |  |  |  | MKr15 | INDAWH | [13 empty] | 0.77433 | [11 empty] | IADLA | Agriculture Demand Light | IADLA | Agriculture Demand Light
Trad. Heat pump 80C |  |  |  | MKr15 | INDELC | IADRH |  | 2030 |  | 1 | 4.5793 |  | 4.8425 | 0.0149 | 6.6222 |  |  |  | 0.22056 |  |  | 0 | 0 | 0 | 0 | 0 |  | 2030 |  |  | IADEM | Agriculture Demand Electric Motors | IADEM | Agriculture Demand Electric Motors
Trad. Heat pump 80C |  |  |  | MKr15 | INDAWH | [13 empty] | 0.77944 | [11 empty] | IADTF | Agriculture Demand Haulage Tractors, Trucks, Fishing boats, Forest machines | IADTF | Agriculture Demand Haulage Tractors, Trucks, Fishing boats, Forest machines
Trad. Heat pump 80C |  |  |  | MKr15 | INDELC | IADRH |  | 2050 |  | 1 | 4.7191 |  | 4.321 | 0.0149 | 6.4567 |  |  |  | 0.21402 |  |  | 0 | 0 | 0 | 0 | 0 |  | 2050 |  |  | IADFL | Agriculture Demand Haulage Forklifts | IADFL | Agriculture Demand Haulage Forklifts
Trad. Heat pump 80C |  |  |  | MKr15 | INDAWH | [13 empty] | 0.78598 | [11 empty] | INDAWH | Agriculture Industrial Waste Heat
Heat driven Heat pump 80C |  | * | Industrial heating technology Agriculture MT - Heat driven heat pump utilizing waste heat - new 2 | MKr15 | INDELC | IADMT |  | 2020 | 2020 | 1 | 1.68 | 20 | 4.172 | 0.0149 | 2.0901 | 0.031536 | 0.5 | 0 | 0.60119 |  |  | 0 | 0 | 0 | 0 | 0 |  | 2020
Heat driven Heat pump 80C |  | * |  | MKr15 | INDAWH | [13 empty] | 0.39881 | [11 empty] | 1
Heat driven Heat pump 80C |  | * |  | MKr15 | INDELC | IADMT |  | 2030 |  | 1 | 1.69 |  | 3.7995 | 0.0149 | 2.0694 |  |  |  | 0.59763 |  |  | 0 | 0 | 0 | 0 | 0 |  | 2030 |  |  | 2
Heat driven Heat pump 80C |  | * |  | MKr15 | INDAWH | [13 empty] | 0.40237 | [11 empty] | 3
Heat driven Heat pump 80C |  | * |  | MKr15 | INDELC | IADMT |  | 2050 |  | 1 | 1.71 |  | 3.427 | 0.0149 | 2.0488 |  |  |  | 0.59064 |  |  | 0 | 0 | 0 | 0 | 0 |  | 2050 |  |  | 4
Heat driven Heat pump 80C |  | * |  | MKr15 | INDAWH | [13 empty] | 0.40936 | [11 empty] | 5 | 1.Food, beverages and tobacco
Heat driven Heat pump 80C |  | INDADRHELCN2 | Industrial heating technology Agriculture RH - Heat driven heat pump utilizing waste heat - new 2 | MKr15 | INDELC | IADRH |  | 2020 | 2020 | 1 | 1.68 | 20 | 4.172 | 0.0149 | 2.0901 | 0.031536 | 0.5 | 1 | 0.60119 |  |  | 0 | 0 | 0 | 0 | 0 |  | 2020 |  |  | 6
Heat driven Heat pump 80C |  |  |  | MKr15 | INDAWH | [13 empty] | 0.39881 | [11 empty] | 7 | 2.Commodity production
Heat driven Heat pump 80C |  |  |  | MKr15 | INDELC | IADRH |  | 2030 |  | 1 | 1.69 |  | 3.7995 | 0.0149 | 2.0694 |  |  |  | 0.59763 |  |  | 0 | 0 | 0 | 0 | 0 |  | 2030 |  |  | 8
Heat driven Heat pump 80C |  |  |  | MKr15 | INDAWH | [13 empty] | 0.40237 | [11 empty] | 9 | 3.Cement and non-metallic mineral (+Extraction of gravel and stone)
Heat driven Heat pump 80C |  |  |  | MKr15 | INDELC | IADRH |  | 2050 |  | 1 | 1.71 |  | 3.427 | 0.0149 | 2.0488 |  |  |  | 0.59064 |  |  | 0 | 0 | 0 | 0 | 0 |  | 2050 |  |  | 10
Heat driven Heat pump 80C |  |  |  | MKr15 | INDAWH | [13 empty] | 0.40936 | [11 empty] | 11 | 4.Chemical industry
High Temp abs. Heat pump 150C |  | INDADMTELCN3 | Industrial heating technology Agriculture MT - High Temp abs. Heat pump utilizing waste heat - new 3 | MKr15 | INDELC | IADMT |  | 2020 | 2020 | 1 | 2.75 | 20 | 7.1395 | 0.0072265 | 6.7464 | 0.031536 | 0.5 | 0.23 | 0.36727 |  |  | 0 | 0 | 0 | 0 | 0 |  | 2020 |  |  | 12
High Temp abs. Heat pump 150C |  |  |  | MKr15 | INDAWH | [13 empty] | 0.63273 | [11 empty] | 13 | 5.Metals, machinery and electronics
High Temp abs. Heat pump 150C |  |  |  | MKr15 | INDELC | IADMT |  | 2030 |  | 1 | 2.875 |  | 6.3823 | 0.0064815 | 6.6222 |  |  |  | 0.3513 |  |  | 0 | 0 | 0 | 0 | 0 |  | 2030 |  |  | 14
High Temp abs. Heat pump 150C |  |  |  | MKr15 | INDAWH | [13 empty] | 0.6487
High Temp abs. Heat pump 150C |  |  |  | MKr15 | INDELC | IADMT |  | 2050 |  | 1 | 3.025 |  | 5.7365 | 0.005364 | 6.4567 |  |  |  | 0.33388 |  |  | 0 | 0 | 0 | 0 | 0 |  | 2050
High Temp abs. Heat pump 150C |  |  |  | MKr15 | INDAWH | [13 empty] | 0.66612
High Temp abs. Heat pump 150C |  | INDADRHELCN3 | Industrial heating technology Agriculture RH - High Temp abs. Heat pump utilizing waste heat - new 3 | MKr15 | INDELC | IADRH |  | 2020 | 2020 | 1 | 2.75 | 20 | 7.1395 | 0.0072265 | 6.7464 | 0.031536 | 0.5 | 1 | 0.36727 |  |  | 0 | 0 | 0 | 0 | 0 |  | 2020
High Temp abs. Heat pump 150C |  |  |  | MKr15 | INDAWH | [13 empty] | 0.63273
High Temp abs. Heat pump 150C |  |  |  | MKr15 | INDELC | IADRH |  | 2030 |  | 1 | 2.875 |  | 6.3823 | 0.0064815 | 6.6222 |  |  |  | 0.3513 |  |  | 0 | 0 | 0 | 0 | 0 |  | 2030
High Temp abs. Heat pump 150C |  |  |  | MKr15 | INDAWH | [13 empty] | 0.6487
High Temp abs. Heat pump 150C |  |  |  | MKr15 | INDELC | IADRH |  | 2050 |  | 1 | 3.025 |  | 5.7365 | 0.005364 | 6.4567 |  |  |  | 0.33388 |  |  | 0 | 0 | 0 | 0 | 0 |  | 2050
High Temp abs. Heat pump 150C |  |  |  | MKr15 | INDAWH | [13 empty] | 0.66612
Booster Heat pump 150C |  | INDADMTELCN4 | Industrial heating technology Agriculture MT - Booster Heat pump utilizing waste heat - new 4 | MKr15 | INDELC | IADMT |  | 2020 | 2020 | 1 | 1.93 | 20 | 12.1589 | 0.0149 | 7.1189 | 0.031536 | 0.5 | 0.63 | 0.52332 |  |  | 0 | 0 | 0 | 0 | 0 |  | 2020
Booster Heat pump 150C |  |  |  | MKr15 | INDAWH | [13 empty] | 0.47668
Booster Heat pump 150C |  |  |  | MKr15 | INDELC | IADMT |  | 2030 |  | 1 | 1.9894 |  | 9.8571 | 0.0149 | 6.974 |  |  |  | 0.50769 |  |  | 0 | 0 | 0 | 0 | 0 |  | 2030
Booster Heat pump 150C |  |  |  | MKr15 | INDAWH | [13 empty] | 0.49231
Booster Heat pump 150C |  |  |  | MKr15 | INDELC | IADMT |  | 2050 |  | 1 | 2.051 |  | 6.9559 | 0.0149 | 6.7878 |  |  |  | 0.49245 |  |  | 0 | 0 | 0 | 0 | 0 |  | 2050
Booster Heat pump 150C |  |  |  | MKr15 | INDAWH | [13 empty] | 0.50755
Booster Heat pump 150C |  | INDADRHELCN4 | Industrial heating technology Agriculture RH - Booster Heat pump utilizing waste heat - new 4 | MKr15 | INDELC | IADRH |  | 2020 | 2020 | 1 | 1.93 | 20 | 12.1589 | 0.0149 | 7.1189 | 0.031536 | 0.5 | 1 | 0.52332 |  |  | 0 | 0 | 0 | 0 | 0 |  | 2020
Booster Heat pump 150C |  |  |  | MKr15 | INDAWH | [13 empty] | 0.47668
Booster Heat pump 150C |  |  |  | MKr15 | INDELC | IADRH |  | 2030 |  | 1 | 1.9894 |  | 9.8571 | 0.0149 | 6.974 |  |  |  | 0.50769 |  |  | 0 | 0 | 0 | 0 | 0 |  | 2030
Booster Heat pump 150C |  |  |  | MKr15 | INDAWH | [13 empty] | 0.49231
Booster Heat pump 150C |  |  |  | MKr15 | INDELC | IADRH |  | 2050 |  | 1 | 2.051 |  | 6.9559 | 0.0149 | 6.7878 |  |  |  | 0.49245 |  |  | 0 | 0 | 0 | 0 | 0 |  | 2050
Booster Heat pump 150C |  |  |  | MKr15 | INDAWH | [13 empty] | 0.50755
MVR |  | INDADMTELCN5 | Industrial heating technology Agriculture MT - MVR utilizing waste heat - new 5 | MKr15 | INDELC | IADMT |  | 2020 | 2020 | 1 | 12.1 | 25 | 2.6075 | 0.0149 | 5.2357 | 0.031536 | 0.5 | 0.31 | 0.083471 |  |  | 0 | 0 | 0 | 0 | 0 |  | 2020
MVR |  |  |  | MKr15 | INDAWH | [13 empty] | 0.91653
MVR |  |  |  | MKr15 | INDELC | IADMT |  | 2030 |  | 1 | 12.7 |  | 2.4585 | 0.0149 | 5.0701 |  |  |  | 0.079528 |  |  | 0 | 0 | 0 | 0 | 0 |  | 2030
MVR |  |  |  | MKr15 | INDAWH | [13 empty] | 0.92047
MVR |  |  |  | MKr15 | INDELC | IADMT |  | 2050 |  | 1 | 13.8 |  | 2.3095 | 0.0149 | 4.8839 |  |  |  | 0.073188 |  |  | 0 | 0 | 0 | 0 | 0 |  | 2050
MVR |  |  |  | MKr15 | INDAWH | [13 empty] | 0.92681
Hotdisc |  | * | Industrial heating technology Agriculture HT - Hotdisc - new 1 | MKr15 | INDWST | IADHT | INDAWH | 2011 | 2011 | 0.9 |  | 20 | 3.725 | 0.00298 | 2.4316 | 0.031536 | 0.5 | 0 |  | 0.4 |  | 8.3 | 56 | 0.1 | 1 | 0.29 |  | 2020
Hotdisc |  | * |  | MKr15 |  |  | INDAWH | 2030 |  | 0.91 |  |  | 3.4643 | 0.00298 | 2.473 |  |  |  |  | 0.39 |  | 8.3 | 45 | 0.1 | 1 | 0.29 |  | 2030
Hotdisc |  | * |  | MKr15 |  |  | INDAWH | 2050 |  | 0.93 |  |  | 3.3525 | 0.00298 | 2.4937 |  |  |  |  | 0.37 |  | 8.3 | 11 | 0.1 | 1 | 0.29 |  | 2050
Dielectric heating |  | INDADMTELCN6 | Industrial heating technology Agriculture MT - Dielectric heating - new 6 | MKr15 | INDELC | IADMT | INDAWH | 2011 | 2011 | 0.95 |  | 30 | 20.115 | 0 | 94.8282 | 0.031536 | 0.5 | 0.04 |  | 0.25 |  | 0 | 0 | 0 | 0 | 0 |  | 2020
Dielectric heating |  |  |  | MKr15 |  |  | INDAWH | 2030 |  | 0.95 |  |  | 19.5116 | 0 | 94.8323 |  |  |  |  | 0.25 |  | 0 | 0 | 0 | 0 | 0 |  | 2030
Dielectric heating |  |  |  | MKr15 |  |  | INDAWH | 2050 |  | 0.95 |  |  | 18.1035 | 0 | 94.8344 |  |  |  |  | 0.25 |  | 0 | 0 | 0 | 0 | 0 |  | 2050
Infrared |  | INDADMTELCN7 | Industrial heating technology Agriculture MT - Infrared heating - new 7 | MKr15 | INDELC | IADMT | INDAWH | 2011 | 2011 | 0.96 |  | 30 | 2.6075 | 0 | 242.2761 | 0.031536 | 0.5 | 0.04 |  | 0.24 |  | 0 | 0 | 0 | 0 | 0 |  | 2020
Infrared |  |  |  | MKr15 |  |  | INDAWH | 2030 |  | 0.96 |  |  | 2.533 | 0 | 242.2802 |  |  |  |  | 0.24 |  | 0 | 0 | 0 | 0 | 0 |  | 2030
Infrared |  |  |  | MKr15 |  |  | INDAWH | 2050 |  | 0.96 |  |  | 2.3468 | 0 | 242.2823 |  |  |  |  | 0.24 |  | 0 | 0 | 0 | 0 | 0 |  | 2050
Electric boiler |  | INDADHTELCN8 | Industrial heating technology Agriculture HT - Electric boiler (Steam) - new 8 | MKr15 | INDELC | IADHT | INDAWH | 2011 | 2011 | 0.99 |  | 25 | 0.596 | 0.0079715 | 1.7901 | 0.031536 | 0.5 | 1 |  | 0.31 |  | 0 | 0 | 0 | 0 | 0 |  | 2020
Electric boiler |  |  |  | MKr15 |  |  | INDAWH | 2030 |  | 0.99 |  |  | 0.5215 | 0.007599 | 1.8108 |  |  |  |  | 0.31 |  | 0 | 0 | 0 | 0 | 0 |  | 2030
Electric boiler |  |  |  | MKr15 |  |  | INDAWH | 2050 |  | 0.99 |  |  | 0.5215 | 0.006854 | 1.6142 |  |  |  |  | 0.31 |  | 0 | 0 | 0 | 0 | 0 |  | 2050
Electric boiler |  | INDADMTELCN8 | Industrial heating technology Agriculture MT - Electric boiler (Steam) - new 8 | MKr15 | INDELC | IADMT | INDAWH | 2011 | 2011 | 0.99 |  | 25 | 0.596 | 0.0079715 | 1.7901 | 0.031536 | 0.5 | 1 |  | 0.21 |  | 0 | 0 | 0 | 0 | 0 |  | 2020
Electric boiler |  |  |  | MKr15 |  |  | INDAWH | 2030 |  | 0.99 |  |  | 0.5215 | 0.007599 | 1.8108 |  |  |  |  | 0.21 |  | 0 | 0 | 0 | 0 | 0 |  | 2030
Electric boiler |  |  |  | MKr15 |  |  | INDAWH | 2050 |  | 0.99 |  |  | 0.5215 | 0.006854 | 1.6142 |  |  |  |  | 0.21 |  | 0 | 0 | 0 | 0 | 0 |  | 2050
Electric boiler |  | INDADRHELCN8 | Industrial heating technology Agriculture RH - Electric boiler (Steam) - new 8 | MKr15 | INDELC | IADRH | INDAWH | 2011 | 2011 | 0.99 |  | 25 | 0.596 | 0.0079715 | 1.7901 | 0.031536 | 0.5 | 1 |  | 0.01 |  | 0 | 0 | 0 | 0 | 0 |  | 2020
Electric boiler |  |  |  | MKr15 |  |  | INDAWH | 2030 |  | 0.99 |  |  | 0.5215 | 0.007599 | 1.8108 |  |  |  |  | 0.01 |  | 0 | 0 | 0 | 0 | 0 |  | 2030
Electric boiler |  |  |  | MKr15 |  |  | INDAWH | 2050 |  | 0.99 |  |  | 0.5215 | 0.006854 | 1.6142 |  |  |  |  | 0.01 |  | 0 | 0 | 0 | 0 | 0 |  | 2050
Electric boiler |  | INDADMTELCN9 | Industrial heating technology Agriculture MT - Electric boiler (Hot Water) - new 9 | MKr15 | INDELC | IADMT | INDAWH | 2011 | 2011 | 0.99 |  | 25 | 0.5215 | 0.0079715 | 1.7901 | 0.031536 | 0.5 | 1 |  | 0.21 |  | 0 | 0 | 0 | 0 | 0 |  | 2020
Electric boiler |  |  |  | MKr15 |  |  | INDAWH | 2030 |  | 0.99 |  |  | 0.447 | 0.007599 | 1.8108 |  |  |  |  | 0.21 |  | 0 | 0 | 0 | 0 | 0 |  | 2030
Electric boiler |  |  |  | MKr15 |  |  | INDAWH | 2050 |  | 0.99 |  |  | 0.447 | 0.006854 | 1.6142 |  |  |  |  | 0.21 |  | 0 | 0 | 0 | 0 | 0 |  | 2050
Electric boiler |  | INDADRHELCN9 | Industrial heating technology Agriculture RH - Electric boiler (Hot Water) - new 9 | MKr15 | INDELC | IADRH | INDAWH | 2011 | 2011 | 0.99 |  | 25 | 0.5215 | 0.0079715 | 1.7901 | 0.031536 | 0.5 | 1 |  | 0.01 |  | 0 | 0 | 0 | 0 | 0 |  | 2020
Electric boiler |  |  |  | MKr15 |  |  | INDAWH | 2030 |  | 0.99 |  |  | 0.447 | 0.007599 | 1.8108 |  |  |  |  | 0.01 |  | 0 | 0 | 0 | 0 | 0 |  | 2030
Electric boiler |  |  |  | MKr15 |  |  | INDAWH | 2050 |  | 0.99 |  |  | 0.447 | 0.006854 | 1.6142 |  |  |  |  | 0.01 |  | 0 | 0 | 0 | 0 | 0 |  | 2050
Biomass boiler |  | INDADHTWCHN1 | Industrial heating technology Agriculture HT - Wood chip boiler (Steam) - new 1 | MKr15 | INDWCH | IADHT | INDAWH | 2011 | 2011 | 0.89 |  | 25 | 4.6055 | 0.25106 | 5.751 | 0.031536 | 0.5 | 1 |  | 0.41 |  | 11 | 63 | 11 | 3 | 10 |  | 2020
Biomass boiler |  |  |  | MKr15 |  |  | INDAWH | 2030 |  | 0.89 |  |  | 4.4023 | 0.26745 | 5.8462 |  |  |  |  | 0.41 |  | 11 | 49 | 8 | 3 | 10 |  | 2030
Biomass boiler |  |  |  | MKr15 |  |  | INDAWH | 2050 |  | 0.9 |  |  | 3.9959 | 0.25106 | 5.8938 |  |  |  |  | 0.4 |  | 11 | 41 | 4 | 1 | 10 |  | 2050
Biomass boiler |  | INDADMTWCHN1 | Industrial heating technology Agriculture MT - Wood chip boiler (Steam) - new 1 | MKr15 | INDWCH | IADMT | INDAWH | 2011 | 2011 | 0.89 |  | 25 | 4.6055 | 0.25106 | 5.751 | 0.031536 | 0.5 | 1 |  | 0.31 |  | 11 | 63 | 11 | 3 | 10 |  | 2020
Biomass boiler |  |  |  | MKr15 |  |  | INDAWH | 2030 |  | 0.89 |  |  | 4.4023 | 0.26745 | 5.8462 |  |  |  |  | 0.31 |  | 11 | 49 | 8 | 3 | 10 |  | 2030
Biomass boiler |  |  |  | MKr15 |  |  | INDAWH | 2050 |  | 0.9 |  |  | 3.9959 | 0.25106 | 5.8938 |  |  |  |  | 0.3 |  | 11 | 41 | 4 | 1 | 10 |  | 2050
Biomass boiler |  | INDADRHWCHN1 | Industrial heating technology Agriculture RH - Wood chip boiler (Steam) - new 1 | MKr15 | INDWCH | IADRH | INDAWH | 2011 | 2011 | 0.89 |  | 25 | 4.6055 | 0.25106 | 5.751 | 0.031536 | 0.5 | 1 |  | 0.11 |  | 11 | 63 | 11 | 3 | 10 |  | 2020
Biomass boiler |  |  |  | MKr15 |  |  | INDAWH | 2030 |  | 0.89 |  |  | 4.4023 | 0.26745 | 5.8462 |  |  |  |  | 0.11 |  | 11 | 49 | 8 | 3 | 10 |  | 2030
Biomass boiler |  |  |  | MKr15 |  |  | INDAWH | 2050 |  | 0.9 |  |  | 3.9959 | 0.25106 | 5.8938 |  |  |  |  | 0.1 |  | 11 | 41 | 4 | 1 | 10 |  | 2050
Biomass boiler |  | INDADMTWCHN2 | Industrial heating technology Agriculture MT - Wood chip boiler (Steam - condensing) - new 2 | MKr15 | INDWCH | IADMT | INDAWH | 2011 | 2011 | 1.1619 |  | 25 | 5.066 | 0.27565 | 5.751 | 0.031536 | 0.5 | 1 |  | 0.038104 |  | 11 | 63 | 11 | 3 | 10 |  | 2020
Biomass boiler |  |  |  | MKr15 |  |  | INDAWH | 2030 |  | 1.1619 |  |  | 4.8425 | 0.26745 | 5.8462 |  |  |  |  | 0.038104 |  | 11 | 49 | 8 | 3 | 10 |  | 2030
Biomass boiler |  |  |  | MKr15 |  |  | INDAWH | 2050 |  | 1.1619 |  |  | 4.3955 | 0.25106 | 5.8938 |  |  |  |  | 0.038104 |  | 11 | 41 | 4 | 1 | 10 |  | 2050
Biomass boiler |  | INDADRHWCHN2 | Industrial heating technology Agriculture RH - Wood chip boiler (Steam - condensing) - new 2 | MKr15 | INDWCH | IADRH | INDAWH | 2011 | 2011 | 1.1619 |  | 25 | 5.066 | 0.27565 | 5.751 | 0.031536 | 0.5 | 1 |  | 0 |  | 11 | 63 | 11 | 3 | 10 |  | 2020
Biomass boiler |  |  |  | MKr15 |  |  | INDAWH | 2030 |  | 1.1619 |  |  | 4.8425 | 0.26745 | 5.8462 |  |  |  |  | 0 |  | 11 | 49 | 8 | 3 | 10 |  | 2030
Biomass boiler |  |  |  | MKr15 |  |  | INDAWH | 2050 |  | 1.1619 |  |  | 4.3955 | 0.25106 | 5.8938 |  |  |  |  | 0 |  | 11 | 41 | 4 | 1 | 10 |  | 2050
Biomass boiler |  | INDADMTWCHN3 | Industrial heating technology Agriculture MT - Wood chip boiler (Hot Water) - new 3 | MKr15 | INDWCH | IADMT | INDAWH | 2011 | 2011 | 0.9 |  | 25 | 4.6055 | 0.25106 | 5.751 | 0.031536 | 0.5 | 1 |  | 0.3 |  | 11 | 63 | 11 | 3 | 10 |  | 2020
Biomass boiler |  |  |  | MKr15 |  |  | INDAWH | 2030 |  | 0.9 |  |  | 4.4023 | 0.26745 | 5.8462 |  |  |  |  | 0.3 |  | 11 | 49 | 8 | 3 | 10 |  | 2030
Biomass boiler |  |  |  | MKr15 |  |  | INDAWH | 2050 |  | 0.91 |  |  | 3.9959 | 0.25106 | 5.8938 |  |  |  |  | 0.29 |  | 11 | 41 | 4 | 1 | 10 |  | 2050
Biomass boiler |  | INDADRHWCHN3 | Industrial heating technology Agriculture RH - Wood chip boiler (Hot Water) - new 3 | MKr15 | INDWCH | IADRH | INDAWH | 2011 | 2011 | 0.9 |  | 25 | 4.6055 | 0.25106 | 5.751 | 0.031536 | 0.5 | 1 |  | 0.1 |  | 11 | 63 | 11 | 3 | 10 |  | 2020
Biomass boiler |  |  |  | MKr15 |  |  | INDAWH | 2030 |  | 0.9 |  |  | 4.4023 | 0.26745 | 5.8462 |  |  |  |  | 0.1 |  | 11 | 49 | 8 | 3 | 10 |  | 2030
Biomass boiler |  |  |  | MKr15 |  |  | INDAWH | 2050 |  | 0.91 |  |  | 3.9959 | 0.25106 | 5.8938 |  |  |  |  | 0.09 |  | 11 | 41 | 4 | 1 | 10 |  | 2050
Biomass boiler |  | INDADMTWCHN4 | Industrial heating technology Agriculture MT - Wood chip boiler (Hot Water - condensing) - new 4 | MKr15 | INDWCH | IADMT | INDAWH | 2011 | 2011 | 1.1619 |  | 25 | 5.066 | 0.27565 | 5.751 | 0.031536 | 0.5 | 1 |  | 0.038104 |  | 11 | 63 | 11 | 3 | 10 |  | 2020
Biomass boiler |  |  |  | MKr15 |  |  | INDAWH | 2030 |  | 1.1619 |  |  | 4.8425 | 0.26745 | 5.8462 |  |  |  |  | 0.038104 |  | 11 | 49 | 8 | 3 | 10 |  | 2030
Biomass boiler |  |  |  | MKr15 |  |  | INDAWH | 2050 |  | 1.1619 |  |  | 4.3955 | 0.25106 | 5.8938 |  |  |  |  | 0.038104 |  | 11 | 41 | 4 | 1 | 10 |  | 2050
Biomass boiler |  | INDADRHWCHN4 | Industrial heating technology Agriculture RH - Wood chip boiler (Hot Water- condensing) - new 4 | MKr15 | INDWCH | IADRH | INDAWH | 2011 | 2011 | 1.1619 |  | 25 | 5.066 | 0.27565 | 5.751 | 0.031536 | 0.5 | 1 |  | 0 |  | 11 | 63 | 11 | 3 | 10 |  | 2020
Biomass boiler |  |  |  | MKr15 |  |  | INDAWH | 2030 |  | 1.1619 |  |  | 4.8425 | 0.26745 | 5.8462 |  |  |  |  | 0 |  | 11 | 49 | 8 | 3 | 10 |  | 2030
Biomass boiler |  |  |  | MKr15 |  |  | INDAWH | 2050 |  | 1.1619 |  |  | 4.3955 | 0.25106 | 5.8938 |  |  |  |  | 0 |  | 11 | 41 | 4 | 1 | 10 |  | 2050
Direct electric heating |  | * | Industrial heating technology Agriculture HT - Direct electric heating - new 10 | MKr15 | INDELC | IADHT | INDAWH | 2011 | 2011 | 1 |  | 12.5 | 0.447 | 0 | 0.37767 | 0.031536 | 0.5 | 0 |  | 0.3 |  | 0 | 0 | 0 | 0 | 0 |  | 2020
Direct electric heating |  | * |  | MKr15 |  |  | INDAWH | 2030 |  | 1 |  |  | 0.447 | 0 | 0.38802 |  |  |  |  | 0.3 |  | 0 | 0 | 0 | 0 | 0 |  | 2030
Direct electric heating |  | * |  | MKr15 |  |  | INDAWH | 2050 |  | 1 |  |  | 0.447 | 0 | 0.39319 |  |  |  |  | 0.3 |  | 0 | 0 | 0 | 0 | 0 |  | 2050
Direct electric heating |  | * | Industrial heating technology Agriculture MT - Direct electric heating - new 10 | MKr15 | INDELC | IADMT | INDAWH | 2011 | 2011 | 1 |  | 12.5 | 0.447 | 0 | 0.37767 | 0.031536 | 0.5 | 0 |  | 0.2 |  | 0 | 0 | 0 | 0 | 0 |  | 2020
Direct electric heating |  | * |  | MKr15 |  |  | INDAWH | 2030 |  | 1 |  |  | 0.447 | 0 | 0.38802 |  |  |  |  | 0.2 |  | 0 | 0 | 0 | 0 | 0 |  | 2030
Direct electric heating |  | * |  | MKr15 |  |  | INDAWH | 2050 |  | 1 |  |  | 0.447 | 0 | 0.39319 |  |  |  |  | 0.2 |  | 0 | 0 | 0 | 0 | 0 |  | 2050
Oil-fired boiler_NEW |  | INDADHTNG2N1 | Industrial heating technology Agriculture HT - Oil boiler (Steam) - new 1 | MKr15 | INDDSL, INDDSB1, INDDSB2, INDHFO, INDDSE, INDSNG2 | IADHT | INDAWH | 2011 | 2011 | 0.94 |  | 25 | 0.40975 | 0.01341 | 2.0694 | 0.031536 | 0.5 | 1 |  | 0.36 |  | 0.5 | 25 | 0 | 0 | 0.1 |  | 2020
Oil-fired boiler_NEW |  |  |  | MKr15 |  |  | INDAWH | 2030 |  | 0.95 |  |  | 0.34699 | 0.012665 | 1.8625 |  |  |  |  | 0.35 |  | 0.5 | 20 | 0 | 0 | 0.1 |  | 2030
Oil-fired boiler_NEW |  |  |  | MKr15 |  |  | INDAWH | 2050 |  | 0.96 |  |  | 0.32814 | 0.011175 | 1.8625 |  |  |  |  | 0.34 |  | 0.5 | 15 | 0 | 0 | 0.1 |  | 2050
Oil-fired boiler_NEW |  | INDADMTNG2N1 | Industrial heating technology Agriculture MT - Oil boiler (Steam) - new 1 | MKr15 | INDDSL, INDDSB1, INDDSB2, INDHFO, INDDSE, INDSNG2 | IADMT | INDAWH | 2011 | 2011 | 0.94 |  | 25 | 0.40975 | 0.01341 | 2.0694 | 0.031536 | 0.5 | 1 |  | 0.26 |  | 0.5 | 25 | 0 | 0 | 0.1 |  | 2020
Oil-fired boiler_NEW |  |  |  | MKr15 |  |  | INDAWH | 2030 |  | 0.95 |  |  | 0.34699 | 0.012665 | 1.8625 |  |  |  |  | 0.25 |  | 0.5 | 20 | 0 | 0 | 0.1 |  | 2030
Oil-fired boiler_NEW |  |  |  | MKr15 |  |  | INDAWH | 2050 |  | 0.96 |  |  | 0.32814 | 0.011175 | 1.8625 |  |  |  |  | 0.24 |  | 0.5 | 15 | 0 | 0 | 0.1 |  | 2050
Oil-fired boiler_NEW |  | INDADRHNG2N1 | Industrial heating technology Agriculture RH - Oil boiler (Steam) - new 1 | MKr15 | INDDSL, INDDSB1, INDDSB2, INDHFO, INDDSE, INDSNG2 | IADRH | INDAWH | 2011 | 2011 | 0.94 |  | 25 | 0.40975 | 0.01341 | 2.0694 | 0.031536 | 0.5 | 1 |  | 0.06 |  | 0.5 | 25 | 0 | 0 | 0.1 |  | 2020
Oil-fired boiler_NEW |  |  |  | MKr15 |  |  | INDAWH | 2030 |  | 0.95 |  |  | 0.34699 | 0.012665 | 1.8625 |  |  |  |  | 0.05 |  | 0.5 | 20 | 0 | 0 | 0.1 |  | 2030
Oil-fired boiler_NEW |  |  |  | MKr15 |  |  | INDAWH | 2050 |  | 0.96 |  |  | 0.32814 | 0.011175 | 1.8625 |  |  |  |  | 0.04 |  | 0.5 | 15 | 0 | 0 | 0.1 |  | 2050
Oil-fired boiler_NEW |  | INDADMTNG2N2 | Industrial heating technology Agriculture MT - Oil boiler (Steam - condensing) - new 2 | MKr15 | INDDSL, INDDSB1, INDDSB2, INDHFO, INDDSE, INDSNG2 | IADMT | INDAWH | 2011 | 2011 | 0.95 |  | 25 | 0.3278 | 0.01341 | 2.0694 | 0.031536 | 0.5 | 1 |  | 0.25 |  | 0.5 | 25 | 0 | 0 | 0.1 |  | 2020
Oil-fired boiler_NEW |  |  |  | MKr15 |  |  | INDAWH | 2030 |  | 0.96 |  |  | 0.2776 | 0.012665 | 1.8625 |  |  |  |  | 0.24 |  | 0.5 | 20 | 0 | 0 | 0.1 |  | 2030
Oil-fired boiler_NEW |  |  |  | MKr15 |  |  | INDAWH | 2050 |  | 0.97 |  |  | 0.26251 | 0.011175 | 1.8625 |  |  |  |  | 0.23 |  | 0.5 | 15 | 0 | 0 | 0.1 |  | 2050
Oil-fired boiler_NEW |  | INDADRHNG2N2 | Industrial heating technology Agriculture RH - Oil boiler (Steam - condensing) - new 2 | MKr15 | INDDSL, INDDSB1, INDDSB2, INDHFO, INDDSE, INDSNG2 | IADRH | INDAWH | 2011 | 2011 | 0.95 |  | 25 | 0.3278 | 0.01341 | 2.0694 | 0.031536 | 0.5 | 1 |  | 0.05 |  | 0.5 | 25 | 0 | 0 | 0.1 |  | 2020
Oil-fired boiler_NEW |  |  |  | MKr15 |  |  | INDAWH | 2030 |  | 0.96 |  |  | 0.2776 | 0.012665 | 1.8625 |  |  |  |  | 0.04 |  | 0.5 | 20 | 0 | 0 | 0.1 |  | 2030
Oil-fired boiler_NEW |  |  |  | MKr15 |  |  | INDAWH | 2050 |  | 0.97 |  |  | 0.26251 | 0.011175 | 1.8625 |  |  |  |  | 0.03 |  | 0.5 | 15 | 0 | 0 | 0.1 |  | 2050
Natural gas boiler_NEW |  | INDADHTDH2N1 | Industrial heating technology Agriculture HT - Gas boiler (Steam) - new 1 | MKr15 | INDNGA, INDBGA, INDSNG1, INDSNG2, INDLPG, INDSNE, INDH2 | IADHT | INDAWH | 2011 | 2011 | 0.92 |  | 25 | 0.40636 | 0.0149 | 2.2764 | 0.031536 | 0.5 | 1 |  | 0.38 |  | 0.3 | 9 | 3 | 1 | 0.1 |  | 2020
Natural gas boiler_NEW |  |  |  | MKr15 |  |  | INDAWH | 2030 |  | 0.93 |  |  | 0.33864 | 0.014155 | 2.0694 |  |  |  |  | 0.37 |  | 0.3 | 7 | 2 | 1 | 0.1 |  | 2030
Natural gas boiler_NEW |  |  |  | MKr15 |  |  | INDAWH | 2050 |  | 0.94 |  |  | 0.33864 | 0.012665 | 2.0694 |  |  |  |  | 0.36 |  | 0.3 | 6 | 2 | 1 | 0.1 |  | 2050
Natural gas boiler_NEW |  | INDADMTDH2N1 | Industrial heating technology Agriculture MT - Gas boiler (Steam) - new 1 | MKr15 | INDNGA, INDBGA, INDSNG1, INDSNG2, INDLPG, INDSNE, INDH2 | IADMT | INDAWH | 2011 | 2011 | 0.92 |  | 25 | 0.40636 | 0.0149 | 2.2764 | 0.031536 | 0.5 | 1 |  | 0.28 |  | 0.3 | 9 | 3 | 1 | 0.1 |  | 2020
Natural gas boiler_NEW |  |  |  | MKr15 |  |  | INDAWH | 2030 |  | 0.93 |  |  | 0.33864 | 0.014155 | 2.0694 |  |  |  |  | 0.27 |  | 0.3 | 7 | 2 | 1 | 0.1 |  | 2030
Natural gas boiler_NEW |  |  |  | MKr15 |  |  | INDAWH | 2050 |  | 0.94 |  |  | 0.33864 | 0.012665 | 2.0694 |  |  |  |  | 0.26 |  | 0.3 | 6 | 2 | 1 | 0.1 |  | 2050
Natural gas boiler_NEW |  | INDADRHDH2N1 | Industrial heating technology Agriculture RH - Gas boiler (Steam) - new 1 | MKr15 | INDNGA, INDBGA, INDSNG1, INDSNG2, INDLPG, INDSNE, INDH2 | IADRH | INDAWH | 2011 | 2011 | 0.92 |  | 25 | 0.40636 | 0.0149 | 2.2764 | 0.031536 | 0.5 | 1 |  | 0.08 |  | 0.3 | 9 | 3 | 1 | 0.1 |  | 2020
Natural gas boiler_NEW |  |  |  | MKr15 |  |  | INDAWH | 2030 |  | 0.93 |  |  | 0.33864 | 0.014155 | 2.0694 |  |  |  |  | 0.07 |  | 0.3 | 7 | 2 | 1 | 0.1 |  | 2030
Natural gas boiler_NEW |  |  |  | MKr15 |  |  | INDAWH | 2050 |  | 0.94 |  |  | 0.33864 | 0.012665 | 2.0694 |  |  |  |  | 0.06 |  | 0.3 | 6 | 2 | 1 | 0.1 |  | 2050
Natural gas boiler_NEW |  | INDADMTDH2N2 | Industrial heating technology Agriculture MT - Gas boiler (Steam - condensing) - new 2 | MKr15 | INDNGA, INDBGA, INDSNG1, INDSNG2, INDLPG, INDSNE, INDH2 | IADMT | INDAWH | 2011 | 2011 | 1.01 |  | 25 | 0.447 | 0.0149 | 2.2764 | 0.031536 | 0.5 | 1 |  | 0.19 |  | 0.3 | 9 | 3 | 1 | 0.1 |  | 2020
Natural gas boiler_NEW |  |  |  | MKr15 |  |  | INDAWH | 2030 |  | 1.03 |  |  | 0.3725 | 0.014155 | 2.0694 |  |  |  |  | 0.17 |  | 0.3 | 7 | 2 | 1 | 0.1 |  | 2030
Natural gas boiler_NEW |  |  |  | MKr15 |  |  | INDAWH | 2050 |  | 1.03 |  |  | 0.3725 | 0.012665 | 2.0694 |  |  |  |  | 0.17 |  | 0.3 | 6 | 2 | 1 | 0.1 |  | 2050
Natural gas boiler_NEW |  | INDADRHDH2N2 | Industrial heating technology Agriculture RH - Gas boiler (Steam - condensing) - new 2 | MKr15 | INDNGA, INDBGA, INDSNG1, INDSNG2, INDLPG, INDSNE, INDH2 | IADRH | INDAWH | 2011 | 2011 | 1.01 |  | 25 | 0.447 | 0.0149 | 2.2764 | 0.031536 | 0.5 | 1 |  | 0 |  | 0.3 | 9 | 3 | 1 | 0.1 |  | 2020
Natural gas boiler_NEW |  |  |  | MKr15 |  |  | INDAWH | 2030 |  | 1.03 |  |  | 0.3725 | 0.014155 | 2.0694 |  |  |  |  | 0 |  | 0.3 | 7 | 2 | 1 | 0.1 |  | 2030
Natural gas boiler_NEW |  |  |  | MKr15 |  |  | INDAWH | 2050 |  | 1.03 |  |  | 0.3725 | 0.012665 | 2.0694 |  |  |  |  | 0 |  | 0.3 | 6 | 2 | 1 | 0.1 |  | 2050
Natural gas boiler_NEW |  | INDADMTDH2N3 | Industrial heating technology Agriculture MT - Gas boiler (Hot Water) - new 3 | MKr15 | INDNGA, INDBGA, INDSNG1, INDSNG2, INDLPG, INDSNE, INDH2 | IADMT | INDAWH | 2011 | 2011 | 0.93 |  | 25 | 0.32509 | 0.0149 | 2.2764 | 0.031536 | 0.5 | 1 |  | 0.27 |  | 0.3 | 9 | 3 | 1 | 0.1 |  | 2020
Natural gas boiler_NEW |  |  |  | MKr15 |  |  | INDAWH | 2030 |  | 0.94 |  |  | 0.27091 | 0.014155 | 2.0694 |  |  |  |  | 0.26 |  | 0.3 | 7 | 2 | 1 | 0.1 |  | 2030
Natural gas boiler_NEW |  |  |  | MKr15 |  |  | INDAWH | 2050 |  | 0.95 |  |  | 0.27091 | 0.012665 | 2.0694 |  |  |  |  | 0.25 |  | 0.3 | 6 | 2 | 1 | 0.1 |  | 2050
Natural gas boiler_NEW |  | INDADRHDH2N3 | Industrial heating technology Agriculture RH - Gas boiler (Hot Water) - new 3 | MKr15 | INDNGA, INDBGA, INDSNG1, INDSNG2, INDLPG, INDSNE, INDH2 | IADRH | INDAWH | 2011 | 2011 | 0.93 |  | 25 | 0.32509 | 0.0149 | 2.2764 | 0.031536 | 0.5 | 1 |  | 0.07 |  | 0.3 | 9 | 3 | 1 | 0.1 |  | 2020
Natural gas boiler_NEW |  |  |  | MKr15 |  |  | INDAWH | 2030 |  | 0.94 |  |  | 0.27091 | 0.014155 | 2.0694 |  |  |  |  | 0.06 |  | 0.3 | 7 | 2 | 1 | 0.1 |  | 2030
Natural gas boiler_NEW |  |  |  | MKr15 |  |  | INDAWH | 2050 |  | 0.95 |  |  | 0.27091 | 0.012665 | 2.0694 |  |  |  |  | 0.05 |  | 0.3 | 6 | 2 | 1 | 0.1 |  | 2050
Natural gas boiler_NEW |  | INDADMTDH2N4 | Industrial heating technology Agriculture MT - Gas boiler (Hot Water - condensing) - new 4 | MKr15 | INDNGA, INDBGA, INDSNG1, INDSNG2, INDLPG, INDSNE, INDH2 | IADMT | INDAWH | 2011 | 2011 | 1.01 |  | 25 | 0.3576 | 0.0149 | 2.2764 | 0.031536 | 0.5 | 1 |  | 0.19 |  | 0.3 | 9 | 3 | 1 | 0.1 |  | 2020
Natural gas boiler_NEW |  |  |  | MKr15 |  |  | INDAWH | 2030 |  | 1.03 |  |  | 0.298 | 0.014155 | 2.0694 |  |  |  |  | 0.17 |  | 0.3 | 7 | 2 | 1 | 0.1 |  | 2030
Natural gas boiler_NEW |  |  |  | MKr15 |  |  | INDAWH | 2050 |  | 1.03 |  |  | 0.298 | 0.012665 | 2.0694 |  |  |  |  | 0.17 |  | 0.3 | 6 | 2 | 1 | 0.1 |  | 2050
Natural gas boiler_NEW |  | INDADRHDH2N4 | Industrial heating technology Agriculture RH - Gas boiler (Hot Water- condensing) - new 4 | MKr15 | INDNGA, INDBGA, INDSNG1, INDSNG2, INDLPG, INDSNE, INDH2 | IADRH | INDAWH | 2011 | 2011 | 1.01 |  | 25 | 0.3576 | 0.0149 | 2.2764 | 0.031536 | 0.5 | 1 |  | 0 |  | 0.3 | 9 | 3 | 1 | 0.1 |  | 2020
Natural gas boiler_NEW |  |  |  | MKr15 |  |  | INDAWH | 2030 |  | 1.03 |  |  | 0.298 | 0.014155 | 2.0694 |  |  |  |  | 0 |  | 0.3 | 7 | 2 | 1 | 0.1 |  | 2030
Natural gas boiler_NEW |  |  |  | MKr15 |  |  | INDAWH | 2050 |  | 1.03 |  |  | 0.298 | 0.012665 | 2.0694 |  |  |  |  | 0 |  | 0.3 | 6 | 2 | 1 | 0.1 |  | 2050
Natural gas boiler_NEW |  | * | Industrial heating technology Agriculture HT - Gas boiler (Direct firing) - new 5 | MKr15 | INDNGA, INDBGA, INDSNG1, INDSNG2, INDLPG, INDSNE, INDH2 | IADHT | INDAWH | 2011 | 2011 | 1 |  | 15 | 0.11175 | 0.0013545 | 0.58462 | 0.031536 | 0.5 | 0 |  | 0.3 |  | 0.3 | 9 | 3 | 1 | 0.1 |  | 2020
Natural gas boiler_NEW |  | * |  | MKr15 |  |  | INDAWH | 2030 |  | 1 |  |  | 0.11175 | 0.0013207 | 0.57427 |  |  |  |  | 0.3 |  | 0.3 | 7 | 2 | 1 | 0.1 |  | 2030
Natural gas boiler_NEW |  | * |  | MKr15 |  |  | INDAWH | 2050 |  | 1 |  |  | 0.11175 | 0.0011514 | 0.57944 |  |  |  |  | 0.3 |  | 0.3 | 6 | 2 | 1 | 0.1 |  | 2050
Natural gas boiler_NEW |  | * | Industrial heating technology Agriculture MT - Gas boiler (Direct firing) - new 5 | MKr15 | INDNGA, INDBGA, INDSNG1, INDSNG2, INDLPG, INDSNE, INDH2 | IADMT | INDAWH | 2011 | 2011 | 1 |  | 25 | 0.11175 | 0.0013545 | 0.58462 | 0.031536 | 0.5 | 0 |  | 0.2 |  | 0.3 | 9 | 3 | 1 | 0.1 |  | 2020
Natural gas boiler_NEW |  | * |  | MKr15 |  |  | INDAWH | 2030 |  | 1 |  |  | 0.11175 | 0.0013207 | 0.57427 |  |  |  |  | 0.2 |  | 0.3 | 7 | 2 | 1 | 0.1 |  | 2030
Natural gas boiler_NEW |  | * |  | MKr15 |  |  | INDAWH | 2050 |  | 1 |  |  | 0.11175 | 0.0011514 | 0.57944 |  |  |  |  | 0.2 |  | 0.3 | 6 | 2 | 1 | 0.1 |  | 2050
Coal boiler |  | INDADHTCOAN1 | Industrial heating technology Agriculture HT - Coal boiler (Steam) - new 1 | MKr15 | INDCOA | IADHT | INDAWH | 2011 | 2011 | 0.89 |  | 25 | 3.725 | 0.25106 | 3.9382 | 0.031536 | 0.5 | 1 |  | 0.41 |  | 8 | 35 | 1.5 | 0.8 | 2.1 |  | 2020
Coal boiler |  |  |  | MKr15 |  |  | INDAWH | 2030 |  | 0.89 |  |  | 3.4699 | 0.24287 | 3.9837 |  |  |  |  | 0.41 |  | 8 | 35 | 1.5 | 0.8 | 2.1 |  | 2030
Coal boiler |  |  |  | MKr15 |  |  | INDAWH | 2050 |  | 0.91 |  |  | 3.2814 | 0.22797 | 4.0064 |  |  |  |  | 0.39 |  | 8 | 35 | 1.5 | 0.8 | 2.1 |  | 2050
Coal boiler |  | INDADMTCOAN1 | Industrial heating technology Agriculture MT - Coal boiler (Steam) - new 1 | MKr15 | INDCOA | IADMT | INDAWH | 2011 | 2011 | 0.89 |  | 25 | 3.725 | 0.25106 | 3.9382 | 0.031536 | 0.5 | 1 |  | 0.31 |  | 8 | 35 | 1.5 | 0.8 | 2.1 |  | 2020
Coal boiler |  |  |  | MKr15 |  |  | INDAWH | 2030 |  | 0.89 |  |  | 3.4699 | 0.24287 | 3.9837 |  |  |  |  | 0.31 |  | 8 | 35 | 1.5 | 0.8 | 2.1 |  | 2030
Coal boiler |  |  |  | MKr15 |  |  | INDAWH | 2050 |  | 0.91 |  |  | 3.2814 | 0.22797 | 4.0064 |  |  |  |  | 0.29 |  | 8 | 35 | 1.5 | 0.8 | 2.1 |  | 2050
Coal boiler |  | INDADRHCOAN1 | Industrial heating technology Agriculture RH - Coal boiler (Steam) - new 1 | MKr15 | INDCOA | IADRH | INDAWH | 2011 | 2011 | 0.89 |  | 25 | 3.725 | 0.25106 | 3.9382 | 0.031536 | 0.5 | 1 |  | 0.11 |  | 8 | 35 | 1.5 | 0.8 | 2.1 |  | 2020
Coal boiler |  |  |  | MKr15 |  |  | INDAWH | 2030 |  | 0.89 |  |  | 3.4699 | 0.24287 | 3.9837 |  |  |  |  | 0.11 |  | 8 | 35 | 1.5 | 0.8 | 2.1 |  | 2030
Coal boiler |  |  |  | MKr15 |  |  | INDAWH | 2050 |  | 0.91 |  |  | 3.2814 | 0.22797 | 4.0064 |  |  |  |  | 0.09 |  | 8 | 35 | 1.5 | 0.8 | 2.1 |  | 2050
Coal boiler |  | INDADMTCOAN2 | Industrial heating technology Agriculture MT - Coal boiler (Hot Water) - new 2 | MKr15 | INDCOA | IADMT | INDAWH | 2011 | 2011 | 0.89 |  | 25 | 3.725 | 0.25106 | 3.9382 | 0.031536 | 0.5 | 1 |  | 0.31 |  | 8 | 35 | 1.5 | 0.8 | 2.1 |  | 2020
Coal boiler |  |  |  | MKr15 |  |  | INDAWH | 2030 |  | 0.89 |  |  | 3.725 | 0.24287 | 3.9837 |  |  |  |  | 0.31 | [7 empty] | 2030
Coal boiler |  |  |  | MKr15 |  |  | INDAWH | 2050 |  | 0.91 |  |  | 3.725 | 0.22797 | 4.0064 |  |  |  |  | 0.29 | [7 empty] | 2050
Coal boiler |  | INDADRHCOAN2 | Industrial heating technology Agriculture RH - Coal boiler (Hot Water) - new 2 | MKr15 | INDCOA | IADRH | INDAWH | 2011 | 2011 | 0.89 |  | 25 | 3.725 | 0.25106 | 3.9382 | 0.031536 | 0.5 | 1 |  | 0.11 |  | 8 | 35 | 1.5 | 0.8 | 2.1 |  | 2020
Coal boiler |  |  |  | MKr15 |  |  | INDAWH | 2030 |  | 0.89 |  |  | 3.725 | 0.24287 | 3.9837 |  |  |  |  | 0.11 | [7 empty] | 2030
Coal boiler |  |  |  | MKr15 |  |  | INDAWH | 2050 |  | 0.91 |  |  | 3.725 | 0.22797 | 4.0064 |  |  |  |  | 0.09 | [7 empty] | 2050
Solar heating |  | INDADRHSOLN1 | Industrial heating technology Agriculture RH - Solar - new 1 | MKr15 | INDSOL | IADRH |  | 2011 | 2011 | 1 |  | 25 | 4.2857 | 0.02066 | 0 | 0.031536 | 0.09 | 1 |  |  |  | 0 | 0 | 0 | 0 | 0 |  | 2020
Solar heating |  |  |  | MKr15 |  |  |  | 2030 |  | 1 |  | 30 | 3.9286 | 0.023281 | 0 | [12 empty] | 2030
Solar heating |  |  |  | MKr15 |  |  |  | 2050 |  | 1 |  | 30 | 3.5714 | 0.021499 | 0 | [12 empty] | 2050
|  | * Heat Exchangers |  | MKr15
|  | INDADRHHCEN1 | Industrial heating technology Agriculture RH - central district heating - within DH area - new 1 | MKr15 | INDHCE | IADRH |  | 2011 | 2011 | 0.96 |  | 30 | 1.17 | 0.058736 | 1.9463 | 0.031536 | 0.5
|  | INDADRHHDEN1 | Industrial heating technology Agriculture RH - decentral district heating - within DH area - new 1 | MKr15 | INDHDE | IADRH |  | 2011 | 2011 | 0.96 |  | 30 | 1.25 | 0.058736 | 1.9463 | 0.031536 | 0.5
|  | * Electric appliances |  | MKr15
|  | INDADLAELCN1 | Industry Agriculture LA Electricity Light Appliance - New 1 | MKr15 | INDELC | IADLA |  | 2011 | 2011 | 1 |  | 10 |  |  |  |  | 0.9
|  |  |  | MKr15 |  |  |  | 2020
|  |  |  | MKr15 |  |  |  | 2030
|  |  |  | MKr15 |  |  |  | 2050
|  | INDADEMELCN1 | Industry Agriculture EM Electricity Motors - New 1 | MKr15 | INDELC | IADEM |  | 2011 | 2011 | 1 |  | 10 |  |  |  |  | 0.9
|  |  |  | MKr15 |  |  |  | 2020
|  |  |  | MKr15 |  |  |  | 2030
|  |  |  | MKr15 |  |  |  | 2050
|  | INDADTFDSLN1 | Industry Agriculture TF Tractors, Trucks, Fishing boats - New 1 | MKr15 | INDDSL, INDDSB1, INDDSB2, INDHFO, INDDSE, INDSNG2 | IADTF |  | 2011 | 2011 | 1 |  | 10 |  |  |  |  | 0.9
|  |  |  | MKr15 |  |  |  | 2020
|  |  |  | MKr15 |  |  |  | 2030
|  |  |  | MKr15 |  |  |  | 2050
|  | INDADFLDH2N1 | Industry Agriculture TF Forklifts - New 1 | MKr15 | INDNGA, INDBGA, INDSNG1, INDSNG2, INDLPG, INDSNE, INDH2 | IADFL |  | 2011 | 2011 | 1 |  | 10 |  |  |  |  | 0.9
|  |  |  | MKr15 |  |  |  | 2020
|  |  |  | MKr15 |  |  |  | 2030
|  |  |  | MKr15 |  |  |  | 2050
~FI_Process
| Sets | TechName | TechDesc | Tact | Tcap | Tslvl | PrimaryCG | Vintage
| *Process Set Membership | Technology Name | Technology Description | Activity Unit | Capacity Unit | TimeSlice level of Process Activity | Primary Commodity Group | Vintage Tracking
| DMD | INDADMTELCN1 | Industrial heating technology Agriculture MT - Heat pump utilizing waste heat - new 1 | PJ | MW | DAYNITE |  | yes
| DMD | INDADRHELCN1 | Industrial heating technology Agriculture RH - Heat pump utilizing waste heat - new 1 | PJ | MW | DAYNITE |  | yes
| * | * | Industrial heating technology Agriculture MT - Heat pump utilizing waste heat - new 1 | PJ | MW | DAYNITE |  | yes
| DMD | INDADRHELCN2 | Industrial heating technology Agriculture RH - Heat driven heat pump utilizing waste heat - new 2 | PJ | MW | DAYNITE |  | yes
| DMD | INDADMTELCN3 | Industrial heating technology Agriculture MT - High Temp abs. Heat pump utilizing waste heat - new 3 | PJ | MW | DAYNITE |  | yes
| DMD | INDADRHELCN3 | Industrial heating technology Agriculture RH - High Temp abs. Heat pump utilizing waste heat - new 3 | PJ | MW | DAYNITE |  | yes
| DMD | INDADMTELCN4 | Industrial heating technology Agriculture MT - Booster Heat pump utilizing waste heat - new 4 | PJ | MW | DAYNITE |  | yes
| DMD | INDADRHELCN4 | Industrial heating technology Agriculture RH - Booster Heat pump utilizing waste heat - new 4 | PJ | MW | DAYNITE |  | yes
| DMD | INDADMTELCN5 | Industrial heating technology Agriculture MT - MVR utilizing waste heat - new 5 | PJ | MW |  |  | yes
| * | * | Industrial heating technology Agriculture MT - Heat pump utilizing waste heat - new 1 | PJ | MW | DAYNITE |  | yes
| DMD | INDADMTELCN6 | Industrial heating technology Agriculture MT - Dielectric heating - new 6 | PJ | MW | DAYNITE |  | yes
| DMD | INDADMTELCN7 | Industrial heating technology Agriculture MT - Infrared heating - new 7 | PJ | MW | DAYNITE |  | yes
| DMD | INDADHTELCN8 | Industrial heating technology Agriculture HT - Electric boiler (Steam) - new 8 | PJ | MW | DAYNITE |  | yes
| DMD | INDADMTELCN8 | Industrial heating technology Agriculture MT - Electric boiler (Steam) - new 8 | PJ | MW | DAYNITE |  | yes
| DMD | INDADRHELCN8 | Industrial heating technology Agriculture RH - Electric boiler (Steam) - new 8 | PJ | MW | DAYNITE |  | yes
| DMD | INDADMTELCN9 | Industrial heating technology Agriculture MT - Electric boiler (Hot Water) - new 9 | PJ | MW | DAYNITE |  | yes
| DMD | INDADRHELCN9 | Industrial heating technology Agriculture RH - Electric boiler (Hot Water) - new 9 | PJ | MW | DAYNITE |  | yes
| DMD | INDADHTWCHN1 | Industrial heating technology Agriculture HT - Wood chip boiler (Steam) - new 1 | PJ | MW |  |  | yes
| DMD | INDADMTWCHN1 | Industrial heating technology Agriculture MT - Wood chip boiler (Steam) - new 1 | PJ | MW |  |  | yes
| DMD | INDADRHWCHN1 | Industrial heating technology Agriculture RH - Wood chip boiler (Steam) - new 1 | PJ | MW |  |  | yes
| DMD | INDADMTWCHN2 | Industrial heating technology Agriculture MT - Wood chip boiler (Steam - condensing) - new 2 | PJ | MW |  |  | yes
| DMD | INDADRHWCHN2 | Industrial heating technology Agriculture RH - Wood chip boiler (Steam - condensing) - new 2 | PJ | MW |  |  | yes
| DMD | INDADMTWCHN3 | Industrial heating technology Agriculture MT - Wood chip boiler (Hot Water) - new 3 | PJ | MW |  |  | yes
| DMD | INDADRHWCHN3 | Industrial heating technology Agriculture RH - Wood chip boiler (Hot Water) - new 3 | PJ | MW |  |  | yes
| DMD | INDADMTWCHN4 | Industrial heating technology Agriculture MT - Wood chip boiler (Hot Water - condensing) - new 4 | PJ | MW |  |  | yes
| DMD | INDADRHWCHN4 | Industrial heating technology Agriculture RH - Wood chip boiler (Hot Water- condensing) - new 4 | PJ | MW |  |  | yes
| * | * | Industrial heating technology Agriculture MT - Heat pump utilizing waste heat - new 1 | PJ | MW | DAYNITE |  | yes
| * | * | Industrial heating technology Agriculture MT - Heat pump utilizing waste heat - new 1 | PJ | MW | DAYNITE |  | yes
| DMD | INDADHTNG2N1 | Industrial heating technology Agriculture HT - Oil boiler (Steam) - new 1 | PJ | MW |  |  | yes
| DMD | INDADMTNG2N1 | Industrial heating technology Agriculture MT - Oil boiler (Steam) - new 1 | PJ | MW |  |  | yes
| DMD | INDADRHNG2N1 | Industrial heating technology Agriculture RH - Oil boiler (Steam) - new 1 | PJ | MW |  |  | yes
| DMD | INDADMTNG2N2 | Industrial heating technology Agriculture MT - Oil boiler (Steam - condensing) - new 2 | PJ | MW |  |  | yes
| DMD | INDADRHNG2N2 | Industrial heating technology Agriculture RH - Oil boiler (Steam - condensing) - new 2 | PJ | MW |  |  | yes
| DMD | INDADHTDH2N1 | Industrial heating technology Agriculture HT - Gas boiler (Steam) - new 1 | PJ | MW |  |  | yes
| DMD | INDADMTDH2N1 | Industrial heating technology Agriculture MT - Gas boiler (Steam) - new 1 | PJ | MW |  |  | yes
| DMD | INDADRHDH2N1 | Industrial heating technology Agriculture RH - Gas boiler (Steam) - new 1 | PJ | MW |  |  | yes
| DMD | INDADMTDH2N2 | Industrial heating technology Agriculture MT - Gas boiler (Steam - condensing) - new 2 | PJ | MW |  |  | yes
| DMD | INDADRHDH2N2 | Industrial heating technology Agriculture RH - Gas boiler (Steam - condensing) - new 2 | PJ | MW |  |  | yes
| DMD | INDADMTDH2N3 | Industrial heating technology Agriculture MT - Gas boiler (Hot Water) - new 3 | PJ | MW |  |  | yes
| DMD | INDADRHDH2N3 | Industrial heating technology Agriculture RH - Gas boiler (Hot Water) - new 3 | PJ | MW |  |  | yes
| DMD | INDADMTDH2N4 | Industrial heating technology Agriculture MT - Gas boiler (Hot Water - condensing) - new 4 | PJ | MW |  |  | yes
| DMD | INDADRHDH2N4 | Industrial heating technology Agriculture RH - Gas boiler (Hot Water- condensing) - new 4 | PJ | MW |  |  | yes
| * | * | Industrial heating technology Agriculture MT - Heat pump utilizing waste heat - new 1 | PJ | MW |  |  | yes
| * | * | Industrial heating technology Agriculture MT - Heat pump utilizing waste heat - new 1 | PJ | MW |  |  | yes
| DMD | INDADHTCOAN1 | Industrial heating technology Agriculture HT - Coal boiler (Steam) - new 1 | PJ | MW |  |  | yes
| DMD | INDADMTCOAN1 | Industrial heating technology Agriculture MT - Coal boiler (Steam) - new 1 | PJ | MW |  |  | yes
| DMD | INDADRHCOAN1 | Industrial heating technology Agriculture RH - Coal boiler (Steam) - new 1 | PJ | MW |  |  | yes
| DMD | INDADMTCOAN2 | Industrial heating technology Agriculture MT - Coal boiler (Hot Water) - new 2 | PJ | MW |  |  | yes
| DMD | INDADRHCOAN2 | Industrial heating technology Agriculture RH - Coal boiler (Hot Water) - new 2 | PJ | MW |  |  | yes
| DMD | INDADRHSOLN1 | Industrial heating technology Agriculture RH - Solar - new 1 | PJ | MW | DAYNITE |  | yes
| DMD | INDADRHHCEN1 | Industrial heating technology Agriculture RH - central district heating - within DH area - new 1 | PJ | MW | DAYNITE |  | yes
| DMD | INDADRHHDEN1 | Industrial heating technology Agriculture RH - decentral district heating - within DH area - new 1 | PJ | MW | DAYNITE |  | yes
| DMD | INDADLAELCN1 | Industry Agriculture LA Electricity Light Appliance - New 1 | PJ | MW | DAYNITE |  | yes
| DMD | INDADEMELCN1 | Industry Agriculture EM Electricity Motors - New 1 | PJ | MW | DAYNITE |  | yes
| DMD | INDADTFDSLN1 | Industry Agriculture TF Tractors, Trucks, Fishing boats - New 1 | PJ | MW |  |  | yes
| DMD | INDADFLDH2N1 | Industry Agriculture TF Forklifts - New 1 | PJ | MW |  |  | yes
~FI_Comm
CSet | Region | CommName | CommDesc | Unit | LimType | CTSLvl | PeakTS | Ctype
*Commodity Set Membership | Region Name | Commodity Name | Commodity Description | Unit | Sense of the Balance EQN. | Timeslice Level | Peak Monitoring | Electricity Indicator
ENV |  | IADSOx | Industrial heating heating technology Agriculture - SOx emission | g/GJ
|  | IADNOx | Industrial heating heating technology Agriculture - NOx emission | g/GJ
|  | IADCH4 | Industrial heating heating technology Agriculture - CH4 emission | g/GJ
|  | IADNO2 | Industrial heating heating technology Agriculture - NO2 emission | g/GJ
|  | IADPM | Industrial heating heating technology Agriculture - Particle emission | g/GJ
NRG |  | INDAWH | Industrial heating technology Agriculture - Waste heat | PJ |  | DAYNITE
Note on E1: Andreas Helk ¦ Viegand Maagøe: Input for each sheet - Choose between the categories from the ENS catalogue. Used for looking up potentials
Note on S1: Andreas Helk ¦ Viegand Maagøe: Column number for looking up the right FLO_MARK (direct or indirect technologies)
Note on U1: Andreas Helk ¦ Viegand Maagøe: Base input for calculating waste heat in industry. Factor that estimates how much waste heat is generated within HT, MT and RH due to the processes involved and not the technology i.e. drying processes, evaporation, distilling etc. Should be sector-specific depending on the processes within each sector.
Note on E2: Andreas Helk ¦ Viegand Maagøe: Write a sector name for TechDesc and Comm-OUT
Note on G6: Andreas Helk ¦ Viegand Maagøe: Heat pumps are set to use both electricity and waste heat within industries.
Note on I6: Andreas Helk ¦ Viegand Maagøe: Boilers are also set to give out waste heat
Note on M6: Andreas Helk ¦ Viegand Maagøe: For heat pumps the COP value is loaded here for calculating the input shares. (* means that TIMES does not read the column)
Note on S6: Andreas Helk ¦ Viegand Maagøe: Consider looking into updating these
Note on X6: Maurizio Gargiulo: It is not possible to use the parameter like in here because we have more than one COMM-OUT. If you try to join the two tables you will get an error. We should move these information in a scenario file
Note on M9: Andreas Helk ¦ Viegand Maagøe: Heat pump COP is written in this column since they are not using air as heat source, but using the waste heat within the industry.
Note on T33: Andreas Helk ¦ Viegand Maagøe: Assumed that the traditional heat pumps are prioritized first, so the Abs. heat pump potential is what is left.
Note on T45: Andreas Helk ¦ Viegand Maagøe: Assumed that the traditional heat pumps are prioritized first, so the Booster heat pump potential is what is left.
Note on T183: Andreas Helk ¦ Viegand Maagøe: Not a part of the technology catalogue - manual input
Note on O187: Stefan Petrovic: =L6*0.95 was previously

## IND_Construction_new
|  | Sector name: | 2.Commodity production | [13 empty] | Direct | Indirect | WH Base input: | HT | 0.3
|  |  | Construction | [13 empty] | 7 | 8 |  | MT | 0.2
[20 empty] | RH | 0
~FI_T
Sheet names (for lookups) |  | TechName | *TechDesc | CURR | Comm-IN | Comm-OUT | Comm-OUT-A | YEAR | START | EFF | *COP | LIFE | INVCOST | FIXOM | VAROM | CAP2ACT | AFA | FLO_MARK | Share-I~UP | VDA_FLOP |  | FEMIS~INDSOx | FEMIS~INDNOx | FEMIS~INDCH4 | FEMIS~INDNO2 | FEMIS~INDPM | * Source | Lookup year | Input~ELCC | EFF heat pumps moved to Trans file
*PlantName
|  | * | [10 empty] | Mkr/MW | Mkr/MW/year | Mkr/PJ | Factor | Factor |  |  |  |  | g/GJ | g/GJ | g/GJ | g/GJ | g/GJ
Trad. Heat pump 80C |  | INDNDMTELCN1 | Industrial heating technology N MT - Heat pump utilizing waste heat - new 1 | MKr15 | INDELC | INDMT |  | 2020 | 2020 | 1 | 4.4755 | 20 | 5.4385 | 0.0149 | 6.7464 | 0.031536 | 0.5 | 0.22 | 0.22567 |  |  | 0 | 0 | 0 | 0 | 0 |  | 2020
Trad. Heat pump 80C |  |  |  | MKr15 | INDNWH | [13 empty] | 0.77433
Trad. Heat pump 80C |  |  |  | MKr15 | INDELC | INDMT |  | 2030 |  | 1 | 4.5793 |  | 4.8425 | 0.0149 | 6.6222 |  |  |  | 0.22056 |  |  | 0 | 0 | 0 | 0 | 0 |  | 2030
Trad. Heat pump 80C |  |  |  | MKr15 | INDNWH | [13 empty] | 0.77944 | [11 empty] | Sector | N
Trad. Heat pump 80C |  |  |  | MKr15 | INDELC | INDMT |  | 2050 |  | 1 | 4.7191 |  | 4.321 | 0.0149 | 6.4567 |  |  |  | 0.21402 |  |  | 0 | 0 | 0 | 0 | 0 |  | 2050 |  |  | INDHT | Industry N Demand Heat High Temp. over 150C
Trad. Heat pump 80C |  |  |  | MKr15 | INDNWH | [13 empty] | 0.78598 | [11 empty] | INDMT | Industry N Demand Heat Medium Temp. up to 150C
Trad. Heat pump 80C |  | INDNDRHELCN1 | Industrial heating technology N RH - Heat pump utilizing waste heat - new 1 | MKr15 | INDELC | INDRH |  | 2020 | 2020 | 1 | 4.4755 | 20 | 5.4385 | 0.0149 | 6.7464 | 0.031536 | 0.5 | 1 | 0.22567 |  |  | 0 | 0 | 0 | 0 | 0 |  | 2020 |  |  | INDRH | Industry N Demand Heat Room Heat
Trad. Heat pump 80C |  |  |  | MKr15 | INDNWH | [13 empty] | 0.77433 | [11 empty] | INDLA | Industry N Demand Light Appliances
Trad. Heat pump 80C |  |  |  | MKr15 | INDELC | INDRH |  | 2030 |  | 1 | 4.5793 |  | 4.8425 | 0.0149 | 6.6222 |  |  |  | 0.22056 |  |  | 0 | 0 | 0 | 0 | 0 |  | 2030 |  |  | INDEM | Industry N Demand Electric Motors
Trad. Heat pump 80C |  |  |  | MKr15 | INDNWH | [13 empty] | 0.77944 | [11 empty] | INDTF | Industry N Demand Tractors, Trucks, Fishing boats, Forest machines
Trad. Heat pump 80C |  |  |  | MKr15 | INDELC | INDRH |  | 2050 |  | 1 | 4.7191 |  | 4.321 | 0.0149 | 6.4567 |  |  |  | 0.21402 |  |  | 0 | 0 | 0 | 0 | 0 |  | 2050 |  |  | INDFL | Industry N Demand Forklifts
Trad. Heat pump 80C |  |  |  | MKr15 | INDNWH | [13 empty] | 0.78598 | [11 empty] | INDNWH | Industry N Waste Heat
Heat driven Heat pump 80C |  | * | Industrial heating technology N MT - Heat driven heat pump utilizing waste heat - new 2 | MKr15 | INDELC | INDMT |  | 2020 | 2020 | 1 | 1.68 | 20 | 4.172 | 0.0149 | 2.0901 | 0.031536 | 0.5 | 0 | 0.60119 |  |  | 0 | 0 | 0 | 0 | 0 |  | 2020
Heat driven Heat pump 80C |  | * |  | MKr15 | INDNWH | [13 empty] | 0.39881 | [11 empty] | 1
Heat driven Heat pump 80C |  | * |  | MKr15 | INDELC | INDMT |  | 2030 |  | 1 | 1.69 |  | 3.7995 | 0.0149 | 2.0694 |  |  |  | 0.59763 |  |  | 0 | 0 | 0 | 0 | 0 |  | 2030 |  |  | 2
Heat driven Heat pump 80C |  | * |  | MKr15 | INDNWH | [13 empty] | 0.40237 | [11 empty] | 3
Heat driven Heat pump 80C |  | * |  | MKr15 | INDELC | INDMT |  | 2050 |  | 1 | 1.71 |  | 3.427 | 0.0149 | 2.0488 |  |  |  | 0.59064 |  |  | 0 | 0 | 0 | 0 | 0 |  | 2050 |  |  | 4
Heat driven Heat pump 80C |  | * |  | MKr15 | INDNWH | [13 empty] | 0.40936 | [11 empty] | 5 | 1.Food, beverages and tobacco
Heat driven Heat pump 80C |  | INDNDRHELCN2 | Industrial heating technology N RH - Heat driven heat pump utilizing waste heat - new 2 | MKr15 | INDELC | INDRH |  | 2020 | 2020 | 1 | 1.68 | 20 | 4.172 | 0.0149 | 2.0901 | 0.031536 | 0.5 | 1 | 0.60119 |  |  | 0 | 0 | 0 | 0 | 0 |  | 2020 |  |  | 6
Heat driven Heat pump 80C |  |  |  | MKr15 | INDNWH | [13 empty] | 0.39881 | [11 empty] | 7 | 2.Commodity production
Heat driven Heat pump 80C |  |  |  | MKr15 | INDELC | INDRH |  | 2030 |  | 1 | 1.69 |  | 3.7995 | 0.0149 | 2.0694 |  |  |  | 0.59763 |  |  | 0 | 0 | 0 | 0 | 0 |  | 2030 |  |  | 8
Heat driven Heat pump 80C |  |  |  | MKr15 | INDNWH | [13 empty] | 0.40237 | [11 empty] | 9 | 3.Cement and non-metallic mineral (+Extraction of gravel and stone)
Heat driven Heat pump 80C |  |  |  | MKr15 | INDELC | INDRH |  | 2050 |  | 1 | 1.71 |  | 3.427 | 0.0149 | 2.0488 |  |  |  | 0.59064 |  |  | 0 | 0 | 0 | 0 | 0 |  | 2050 |  |  | 10
Heat driven Heat pump 80C |  |  |  | MKr15 | INDNWH | [13 empty] | 0.40936 | [11 empty] | 11 | 4.Chemical industry
High Temp abs. Heat pump 150C |  | INDNDMTELCN3 | Industrial heating technology N MT - High Temp abs. Heat pump utilizing waste heat - new 3 | MKr15 | INDELC | INDMT |  | 2020 | 2020 | 1 | 2.75 | 20 | 7.1395 | 0.0072265 | 6.7464 | 0.031536 | 0.5 | 0.26 | 0.36727 |  |  | 0 | 0 | 0 | 0 | 0 |  | 2020 |  |  | 12
High Temp abs. Heat pump 150C |  |  |  | MKr15 | INDNWH | [13 empty] | 0.63273 | [11 empty] | 13 | 5.Metals, machinery and electronics
High Temp abs. Heat pump 150C |  |  |  | MKr15 | INDELC | INDMT |  | 2030 |  | 1 | 2.875 |  | 6.3823 | 0.0064815 | 6.6222 |  |  |  | 0.3513 |  |  | 0 | 0 | 0 | 0 | 0 |  | 2030 |  |  | 14
High Temp abs. Heat pump 150C |  |  |  | MKr15 | INDNWH | [13 empty] | 0.6487
High Temp abs. Heat pump 150C |  |  |  | MKr15 | INDELC | INDMT |  | 2050 |  | 1 | 3.025 |  | 5.7365 | 0.005364 | 6.4567 |  |  |  | 0.33388 |  |  | 0 | 0 | 0 | 0 | 0 |  | 2050
High Temp abs. Heat pump 150C |  |  |  | MKr15 | INDNWH | [13 empty] | 0.66612
High Temp abs. Heat pump 150C |  | INDNDRHELCN3 | Industrial heating technology N RH - High Temp abs. Heat pump utilizing waste heat - new 3 | MKr15 | INDELC | INDRH |  | 2020 | 2020 | 1 | 2.75 | 20 | 7.1395 | 0.0072265 | 6.7464 | 0.031536 | 0.5 | 1 | 0.36727 |  |  | 0 | 0 | 0 | 0 | 0 |  | 2020
High Temp abs. Heat pump 150C |  |  |  | MKr15 | INDNWH | [13 empty] | 0.63273
High Temp abs. Heat pump 150C |  |  |  | MKr15 | INDELC | INDRH |  | 2030 |  | 1 | 2.875 |  | 6.3823 | 0.0064815 | 6.6222 |  |  |  | 0.3513 |  |  | 0 | 0 | 0 | 0 | 0 |  | 2030
High Temp abs. Heat pump 150C |  |  |  | MKr15 | INDNWH | [13 empty] | 0.6487
High Temp abs. Heat pump 150C |  |  |  | MKr15 | INDELC | INDRH |  | 2050 |  | 1 | 3.025 |  | 5.7365 | 0.005364 | 6.4567 |  |  |  | 0.33388 |  |  | 0 | 0 | 0 | 0 | 0 |  | 2050
High Temp abs. Heat pump 150C |  |  |  | MKr15 | INDNWH | [13 empty] | 0.66612
Booster Heat pump 150C |  | INDNDMTELCN4 | Industrial heating technology N MT - Booster Heat pump utilizing waste heat - new 4 | MKr15 | INDELC | INDMT |  | 2020 | 2020 | 1 | 1.93 | 20 | 12.1589 | 0.0149 | 7.1189 | 0.031536 | 0.5 | 0.36 | 0.52332 |  |  | 0 | 0 | 0 | 0 | 0 |  | 2020
Booster Heat pump 150C |  |  |  | MKr15 | INDNWH | [13 empty] | 0.47668
Booster Heat pump 150C |  |  |  | MKr15 | INDELC | INDMT |  | 2030 |  | 1 | 1.9894 |  | 9.8571 | 0.0149 | 6.974 |  |  |  | 0.50769 |  |  | 0 | 0 | 0 | 0 | 0 |  | 2030
Booster Heat pump 150C |  |  |  | MKr15 | INDNWH | [13 empty] | 0.49231
Booster Heat pump 150C |  |  |  | MKr15 | INDELC | INDMT |  | 2050 |  | 1 | 2.051 |  | 6.9559 | 0.0149 | 6.7878 |  |  |  | 0.49245 |  |  | 0 | 0 | 0 | 0 | 0 |  | 2050
Booster Heat pump 150C |  |  |  | MKr15 | INDNWH | [13 empty] | 0.50755
Booster Heat pump 150C |  | INDNDRHELCN4 | Industrial heating technology N RH - Booster Heat pump utilizing waste heat - new 4 | MKr15 | INDELC | INDRH |  | 2020 | 2020 | 1 | 1.93 | 20 | 12.1589 | 0.0149 | 7.1189 | 0.031536 | 0.5 | 1 | 0.52332 |  |  | 0 | 0 | 0 | 0 | 0 |  | 2020
Booster Heat pump 150C |  |  |  | MKr15 | INDNWH | [13 empty] | 0.47668
Booster Heat pump 150C |  |  |  | MKr15 | INDELC | INDRH |  | 2030 |  | 1 | 1.9894 |  | 9.8571 | 0.0149 | 6.974 |  |  |  | 0.50769 |  |  | 0 | 0 | 0 | 0 | 0 |  | 2030
Booster Heat pump 150C |  |  |  | MKr15 | INDNWH | [13 empty] | 0.49231
Booster Heat pump 150C |  |  |  | MKr15 | INDELC | INDRH |  | 2050 |  | 1 | 2.051 |  | 6.9559 | 0.0149 | 6.7878 |  |  |  | 0.49245 |  |  | 0 | 0 | 0 | 0 | 0 |  | 2050
Booster Heat pump 150C |  |  |  | MKr15 | INDNWH | [13 empty] | 0.50755
MVR |  | INDNDMTELCN5 | Industrial heating technology N MT - MVR utilizing waste heat - new 5 | MKr15 | INDELC | INDMT |  | 2020 | 2020 | 1 | 12.1 | 25 | 2.6075 | 0.0149 | 5.2357 | 0.031536 | 0.5 | 0.05 | 0.083471 |  |  | 0 | 0 | 0 | 0 | 0 |  | 2020
MVR |  |  |  | MKr15 | INDNWH | [13 empty] | 0.91653
MVR |  |  |  | MKr15 | INDELC | INDMT |  | 2030 |  | 1 | 12.7 |  | 2.4585 | 0.0149 | 5.0701 |  |  |  | 0.079528 |  |  | 0 | 0 | 0 | 0 | 0 |  | 2030
MVR |  |  |  | MKr15 | INDNWH | [13 empty] | 0.92047
MVR |  |  |  | MKr15 | INDELC | INDMT |  | 2050 |  | 1 | 13.8 |  | 2.3095 | 0.0149 | 4.8839 |  |  |  | 0.073188 |  |  | 0 | 0 | 0 | 0 | 0 |  | 2050
MVR |  |  |  | MKr15 | INDNWH | [13 empty] | 0.92681
Hotdisc |  | * | Industrial heating technology N HT - Hotdisc - new 1 | MKr15 | INDWST | INDHT | INDNWH | 2011 | 2011 | 0.9 |  | 20 | 3.725 | 0.00298 | 2.4316 | 0.031536 | 0.5 | 0 |  | 0.4 |  | 8.3 | 56 | 0.1 | 1 | 0.29 |  | 2020
Hotdisc |  | * |  | MKr15 |  |  | INDNWH | 2030 |  | 0.91 |  |  | 3.4643 | 0.00298 | 2.473 |  |  |  |  | 0.39 |  | 8.3 | 45 | 0.1 | 1 | 0.29 |  | 2030
Hotdisc |  | * |  | MKr15 |  |  | INDNWH | 2050 |  | 0.93 |  |  | 3.3525 | 0.00298 | 2.4937 |  |  |  |  | 0.37 |  | 8.3 | 11 | 0.1 | 1 | 0.29 |  | 2050
Dielectric heating |  | INDNDMTELCN6 | Industrial heating technology N MT - Dielectric heating - new 6 | MKr15 | INDELC | INDMT | INDNWH | 2011 | 2011 | 0.95 |  | 30 | 20.115 | 0 | 94.8282 | 0.031536 | 0.5 | 0.05 |  | 0.25 |  | 0 | 0 | 0 | 0 | 0 |  | 2020
Dielectric heating |  |  |  | MKr15 |  |  | INDNWH | 2030 |  | 0.95 |  |  | 19.5116 | 0 | 94.8323 |  |  |  |  | 0.25 |  | 0 | 0 | 0 | 0 | 0 |  | 2030
Dielectric heating |  |  |  | MKr15 |  |  | INDNWH | 2050 |  | 0.95 |  |  | 18.1035 | 0 | 94.8344 |  |  |  |  | 0.25 |  | 0 | 0 | 0 | 0 | 0 |  | 2050
Infrared |  | INDNDMTELCN7 | Industrial heating technology N MT - Infrared heating - new 7 | MKr15 | INDELC | INDMT | INDNWH | 2011 | 2011 | 0.96 |  | 30 | 2.6075 | 0 | 242.2761 | 0.031536 | 0.5 | 0.05 |  | 0.24 |  | 0 | 0 | 0 | 0 | 0 |  | 2020
Infrared |  |  |  | MKr15 |  |  | INDNWH | 2030 |  | 0.96 |  |  | 2.533 | 0 | 242.2802 |  |  |  |  | 0.24 |  | 0 | 0 | 0 | 0 | 0 |  | 2030
Infrared |  |  |  | MKr15 |  |  | INDNWH | 2050 |  | 0.96 |  |  | 2.3468 | 0 | 242.2823 |  |  |  |  | 0.24 |  | 0 | 0 | 0 | 0 | 0 |  | 2050
Electric boiler |  | INDNDHTELCN8 | Industrial heating technology N HT - Electric boiler (Steam) - new 8 | MKr15 | INDELC | INDHT | INDNWH | 2011 | 2011 | 0.99 |  | 25 | 0.596 | 0.0079715 | 1.7901 | 0.031536 | 0.5 | 1 |  | 0.31 |  | 0 | 0 | 0 | 0 | 0 |  | 2020
Electric boiler |  |  |  | MKr15 |  |  | INDNWH | 2030 |  | 0.99 |  |  | 0.5215 | 0.007599 | 1.8108 |  |  |  |  | 0.31 |  | 0 | 0 | 0 | 0 | 0 |  | 2030
Electric boiler |  |  |  | MKr15 |  |  | INDNWH | 2050 |  | 0.99 |  |  | 0.5215 | 0.006854 | 1.6142 |  |  |  |  | 0.31 |  | 0 | 0 | 0 | 0 | 0 |  | 2050
Electric boiler |  | INDNDMTELCN8 | Industrial heating technology N MT - Electric boiler (Steam) - new 8 | MKr15 | INDELC | INDMT | INDNWH | 2011 | 2011 | 0.99 |  | 25 | 0.596 | 0.0079715 | 1.7901 | 0.031536 | 0.5 | 1 |  | 0.21 |  | 0 | 0 | 0 | 0 | 0 |  | 2020
Electric boiler |  |  |  | MKr15 |  |  | INDNWH | 2030 |  | 0.99 |  |  | 0.5215 | 0.007599 | 1.8108 |  |  |  |  | 0.21 |  | 0 | 0 | 0 | 0 | 0 |  | 2030
Electric boiler |  |  |  | MKr15 |  |  | INDNWH | 2050 |  | 0.99 |  |  | 0.5215 | 0.006854 | 1.6142 |  |  |  |  | 0.21 |  | 0 | 0 | 0 | 0 | 0 |  | 2050
Electric boiler |  | INDNDRHELCN8 | Industrial heating technology N RH - Electric boiler (Steam) - new 8 | MKr15 | INDELC | INDRH | INDNWH | 2011 | 2011 | 0.99 |  | 25 | 0.596 | 0.0079715 | 1.7901 | 0.031536 | 0.5 | 1 |  | 0.01 |  | 0 | 0 | 0 | 0 | 0 |  | 2020
Electric boiler |  |  |  | MKr15 |  |  | INDNWH | 2030 |  | 0.99 |  |  | 0.5215 | 0.007599 | 1.8108 |  |  |  |  | 0.01 |  | 0 | 0 | 0 | 0 | 0 |  | 2030
Electric boiler |  |  |  | MKr15 |  |  | INDNWH | 2050 |  | 0.99 |  |  | 0.5215 | 0.006854 | 1.6142 |  |  |  |  | 0.01 |  | 0 | 0 | 0 | 0 | 0 |  | 2050
Electric boiler |  | INDNDMTELCN9 | Industrial heating technology N MT - Electric boiler (Hot Water) - new 9 | MKr15 | INDELC | INDMT | INDNWH | 2011 | 2011 | 0.99 |  | 25 | 0.5215 | 0.0079715 | 1.7901 | 0.031536 | 0.5 | 1 |  | 0.21 |  | 0 | 0 | 0 | 0 | 0 |  | 2020
Electric boiler |  |  |  | MKr15 |  |  | INDNWH | 2030 |  | 0.99 |  |  | 0.447 | 0.007599 | 1.8108 |  |  |  |  | 0.21 |  | 0 | 0 | 0 | 0 | 0 |  | 2030
Electric boiler |  |  |  | MKr15 |  |  | INDNWH | 2050 |  | 0.99 |  |  | 0.447 | 0.006854 | 1.6142 |  |  |  |  | 0.21 |  | 0 | 0 | 0 | 0 | 0 |  | 2050
Electric boiler |  | INDNDRHELCN9 | Industrial heating technology N RH - Electric boiler (Hot Water) - new 9 | MKr15 | INDELC | INDRH | INDNWH | 2011 | 2011 | 0.99 |  | 25 | 0.5215 | 0.0079715 | 1.7901 | 0.031536 | 0.5 | 1 |  | 0.01 |  | 0 | 0 | 0 | 0 | 0 |  | 2020
Electric boiler |  |  |  | MKr15 |  |  | INDNWH | 2030 |  | 0.99 |  |  | 0.447 | 0.007599 | 1.8108 |  |  |  |  | 0.01 |  | 0 | 0 | 0 | 0 | 0 |  | 2030
Electric boiler |  |  |  | MKr15 |  |  | INDNWH | 2050 |  | 0.99 |  |  | 0.447 | 0.006854 | 1.6142 |  |  |  |  | 0.01 |  | 0 | 0 | 0 | 0 | 0 |  | 2050
Biomass boiler |  | INDNDHTWCHN1 | Industrial heating technology N HT - Wood chip boiler (Steam) - new 1 | MKr15 | INDWCH | INDHT | INDNWH | 2011 | 2011 | 0.89 |  | 25 | 4.6055 | 0.25106 | 5.751 | 0.031536 | 0.5 | 1 |  | 0.41 |  | 11 | 63 | 11 | 3 | 10 |  | 2020
Biomass boiler |  |  |  | MKr15 |  |  | INDNWH | 2030 |  | 0.89 |  |  | 4.4023 | 0.26745 | 5.8462 |  |  |  |  | 0.41 |  | 11 | 49 | 8 | 3 | 10 |  | 2030
Biomass boiler |  |  |  | MKr15 |  |  | INDNWH | 2050 |  | 0.9 |  |  | 3.9959 | 0.25106 | 5.8938 |  |  |  |  | 0.4 |  | 11 | 41 | 4 | 1 | 10 |  | 2050
Biomass boiler |  | INDNDMTWCHN1 | Industrial heating technology N MT - Wood chip boiler (Steam) - new 1 | MKr15 | INDWCH | INDMT | INDNWH | 2011 | 2011 | 0.89 |  | 25 | 4.6055 | 0.25106 | 5.751 | 0.031536 | 0.5 | 1 |  | 0.31 |  | 11 | 63 | 11 | 3 | 10 |  | 2020
Biomass boiler |  |  |  | MKr15 |  |  | INDNWH | 2030 |  | 0.89 |  |  | 4.4023 | 0.26745 | 5.8462 |  |  |  |  | 0.31 |  | 11 | 49 | 8 | 3 | 10 |  | 2030
Biomass boiler |  |  |  | MKr15 |  |  | INDNWH | 2050 |  | 0.9 |  |  | 3.9959 | 0.25106 | 5.8938 |  |  |  |  | 0.3 |  | 11 | 41 | 4 | 1 | 10 |  | 2050
Biomass boiler |  | INDNDRHWCHN1 | Industrial heating technology N RH - Wood chip boiler (Steam) - new 1 | MKr15 | INDWCH | INDRH | INDNWH | 2011 | 2011 | 0.89 |  | 25 | 4.6055 | 0.25106 | 5.751 | 0.031536 | 0.5 | 1 |  | 0.11 |  | 11 | 63 | 11 | 3 | 10 |  | 2020
Biomass boiler |  |  |  | MKr15 |  |  | INDNWH | 2030 |  | 0.89 |  |  | 4.4023 | 0.26745 | 5.8462 |  |  |  |  | 0.11 |  | 11 | 49 | 8 | 3 | 10 |  | 2030
Biomass boiler |  |  |  | MKr15 |  |  | INDNWH | 2050 |  | 0.9 |  |  | 3.9959 | 0.25106 | 5.8938 |  |  |  |  | 0.1 |  | 11 | 41 | 4 | 1 | 10 |  | 2050
Biomass boiler |  | INDNDMTWCHN2 | Industrial heating technology N MT - Wood chip boiler (Steam - condensing) - new 2 | MKr15 | INDWCH | INDMT | INDNWH | 2011 | 2011 | 1.1619 |  | 25 | 5.066 | 0.27565 | 5.751 | 0.031536 | 0.5 | 1 |  | 0.038104 |  | 11 | 63 | 11 | 3 | 10 |  | 2020
Biomass boiler |  |  |  | MKr15 |  |  | INDNWH | 2030 |  | 1.1619 |  |  | 4.8425 | 0.26745 | 5.8462 |  |  |  |  | 0.038104 |  | 11 | 49 | 8 | 3 | 10 |  | 2030
Biomass boiler |  |  |  | MKr15 |  |  | INDNWH | 2050 |  | 1.1619 |  |  | 4.3955 | 0.25106 | 5.8938 |  |  |  |  | 0.038104 |  | 11 | 41 | 4 | 1 | 10 |  | 2050
Biomass boiler |  | INDNDRHWCHN2 | Industrial heating technology N RH - Wood chip boiler (Steam - condensing) - new 2 | MKr15 | INDWCH | INDRH | INDNWH | 2011 | 2011 | 1.1619 |  | 25 | 5.066 | 0.27565 | 5.751 | 0.031536 | 0.5 | 1 |  | 0 |  | 11 | 63 | 11 | 3 | 10 |  | 2020
Biomass boiler |  |  |  | MKr15 |  |  | INDNWH | 2030 |  | 1.1619 |  |  | 4.8425 | 0.26745 | 5.8462 |  |  |  |  | 0 |  | 11 | 49 | 8 | 3 | 10 |  | 2030
Biomass boiler |  |  |  | MKr15 |  |  | INDNWH | 2050 |  | 1.1619 |  |  | 4.3955 | 0.25106 | 5.8938 |  |  |  |  | 0 |  | 11 | 41 | 4 | 1 | 10 |  | 2050
Biomass boiler |  | INDNDMTWCHN3 | Industrial heating technology N MT - Wood chip boiler (Hot Water) - new 3 | MKr15 | INDWCH | INDMT | INDNWH | 2011 | 2011 | 0.9 |  | 25 | 4.6055 | 0.25106 | 5.751 | 0.031536 | 0.5 | 1 |  | 0.3 |  | 11 | 63 | 11 | 3 | 10 |  | 2020
Biomass boiler |  |  |  | MKr15 |  |  | INDNWH | 2030 |  | 0.9 |  |  | 4.4023 | 0.26745 | 5.8462 |  |  |  |  | 0.3 |  | 11 | 49 | 8 | 3 | 10 |  | 2030
Biomass boiler |  |  |  | MKr15 |  |  | INDNWH | 2050 |  | 0.91 |  |  | 3.9959 | 0.25106 | 5.8938 |  |  |  |  | 0.29 |  | 11 | 41 | 4 | 1 | 10 |  | 2050
Biomass boiler |  | INDNDRHWCHN3 | Industrial heating technology N RH - Wood chip boiler (Hot Water) - new 3 | MKr15 | INDWCH | INDRH | INDNWH | 2011 | 2011 | 0.9 |  | 25 | 4.6055 | 0.25106 | 5.751 | 0.031536 | 0.5 | 1 |  | 0.1 |  | 11 | 63 | 11 | 3 | 10 |  | 2020
Biomass boiler |  |  |  | MKr15 |  |  | INDNWH | 2030 |  | 0.9 |  |  | 4.4023 | 0.26745 | 5.8462 |  |  |  |  | 0.1 |  | 11 | 49 | 8 | 3 | 10 |  | 2030
Biomass boiler |  |  |  | MKr15 |  |  | INDNWH | 2050 |  | 0.91 |  |  | 3.9959 | 0.25106 | 5.8938 |  |  |  |  | 0.09 |  | 11 | 41 | 4 | 1 | 10 |  | 2050
Biomass boiler |  | INDNDMTWCHN4 | Industrial heating technology N MT - Wood chip boiler (Hot Water - condensing) - new 4 | MKr15 | INDWCH | INDMT | INDNWH | 2011 | 2011 | 1.1619 |  | 25 | 5.066 | 0.27565 | 5.751 | 0.031536 | 0.5 | 1 |  | 0.038104 |  | 11 | 63 | 11 | 3 | 10 |  | 2020
Biomass boiler |  |  |  | MKr15 |  |  | INDNWH | 2030 |  | 1.1619 |  |  | 4.8425 | 0.26745 | 5.8462 |  |  |  |  | 0.038104 |  | 11 | 49 | 8 | 3 | 10 |  | 2030
Biomass boiler |  |  |  | MKr15 |  |  | INDNWH | 2050 |  | 1.1619 |  |  | 4.3955 | 0.25106 | 5.8938 |  |  |  |  | 0.038104 |  | 11 | 41 | 4 | 1 | 10 |  | 2050
Biomass boiler |  | INDNDRHWCHN4 | Industrial heating technology N RH - Wood chip boiler (Hot Water- condensing) - new 4 | MKr15 | INDWCH | INDRH | INDNWH | 2011 | 2011 | 1.1619 |  | 25 | 5.066 | 0.27565 | 5.751 | 0.031536 | 0.5 | 1 |  | 0 |  | 11 | 63 | 11 | 3 | 10 |  | 2020
Biomass boiler |  |  |  | MKr15 |  |  | INDNWH | 2030 |  | 1.1619 |  |  | 4.8425 | 0.26745 | 5.8462 |  |  |  |  | 0 |  | 11 | 49 | 8 | 3 | 10 |  | 2030
Biomass boiler |  |  |  | MKr15 |  |  | INDNWH | 2050 |  | 1.1619 |  |  | 4.3955 | 0.25106 | 5.8938 |  |  |  |  | 0 |  | 11 | 41 | 4 | 1 | 10 |  | 2050
Direct electric heating |  | * | Industrial heating technology N HT - Direct electric heating - new 10 | MKr15 | INDELC | INDHT | INDNWH | 2011 | 2011 | 1 |  | 12.5 | 0.447 | 0 | 0.37767 | 0.031536 | 0.5 | 0 |  | 0.3 |  | 0 | 0 | 0 | 0 | 0 |  | 2020
Direct electric heating |  | * |  | MKr15 |  |  | INDNWH | 2030 |  | 1 |  |  | 0.447 | 0 | 0.38802 |  |  |  |  | 0.3 |  | 0 | 0 | 0 | 0 | 0 |  | 2030
Direct electric heating |  | * |  | MKr15 |  |  | INDNWH | 2050 |  | 1 |  |  | 0.447 | 0 | 0.39319 |  |  |  |  | 0.3 |  | 0 | 0 | 0 | 0 | 0 |  | 2050
Direct electric heating |  | * | Industrial heating technology N MT - Direct electric heating - new 10 | MKr15 | INDELC | INDMT | INDNWH | 2011 | 2011 | 1 |  | 12.5 | 0.447 | 0 | 0.37767 | 0.031536 | 0.5 | 0 |  | 0.2 |  | 0 | 0 | 0 | 0 | 0 |  | 2020
Direct electric heating |  | * |  | MKr15 |  |  | INDNWH | 2030 |  | 1 |  |  | 0.447 | 0 | 0.38802 |  |  |  |  | 0.2 |  | 0 | 0 | 0 | 0 | 0 |  | 2030
Direct electric heating |  | * |  | MKr15 |  |  | INDNWH | 2050 |  | 1 |  |  | 0.447 | 0 | 0.39319 |  |  |  |  | 0.2 |  | 0 | 0 | 0 | 0 | 0 |  | 2050
Oil-fired boiler_NEW |  | INDNDHTDSEN1 | Industrial heating technology N HT - Oil boiler (Steam) - new 1 | MKr15 | INDDSL, INDDSB1, INDDSB2, INDHFO, INDDSE | INDHT | INDNWH | 2011 | 2011 | 0.94 |  | 25 | 0.40975 | 0.01341 | 2.0694 | 0.031536 | 0.5 | 1 |  | 0.36 |  | 0.5 | 25 | 0 | 0 | 0.1 |  | 2020
Oil-fired boiler_NEW |  |  |  | MKr15 |  |  | INDNWH | 2030 |  | 0.95 |  |  | 0.34699 | 0.012665 | 1.8625 |  |  |  |  | 0.35 |  | 0.5 | 20 | 0 | 0 | 0.1 |  | 2030
Oil-fired boiler_NEW |  |  |  | MKr15 |  |  | INDNWH | 2050 |  | 0.96 |  |  | 0.32814 | 0.011175 | 1.8625 |  |  |  |  | 0.34 |  | 0.5 | 15 | 0 | 0 | 0.1 |  | 2050
Oil-fired boiler_NEW |  | INDNDMTDSEN1 | Industrial heating technology N MT - Oil boiler (Steam) - new 1 | MKr15 | INDDSL, INDDSB1, INDDSB2, INDHFO, INDDSE | INDMT | INDNWH | 2011 | 2011 | 0.94 |  | 25 | 0.40975 | 0.01341 | 2.0694 | 0.031536 | 0.5 | 1 |  | 0.26 |  | 0.5 | 25 | 0 | 0 | 0.1 |  | 2020
Oil-fired boiler_NEW |  |  |  | MKr15 |  |  | INDNWH | 2030 |  | 0.95 |  |  | 0.34699 | 0.012665 | 1.8625 |  |  |  |  | 0.25 |  | 0.5 | 20 | 0 | 0 | 0.1 |  | 2030
Oil-fired boiler_NEW |  |  |  | MKr15 |  |  | INDNWH | 2050 |  | 0.96 |  |  | 0.32814 | 0.011175 | 1.8625 |  |  |  |  | 0.24 |  | 0.5 | 15 | 0 | 0 | 0.1 |  | 2050
Oil-fired boiler_NEW |  | INDNDRHDSEN1 | Industrial heating technology N RH - Oil boiler (Steam) - new 1 | MKr15 | INDDSL, INDDSB1, INDDSB2, INDHFO, INDDSE | INDRH | INDNWH | 2011 | 2011 | 0.94 |  | 25 | 0.40975 | 0.01341 | 2.0694 | 0.031536 | 0.5 | 1 |  | 0.06 |  | 0.5 | 25 | 0 | 0 | 0.1 |  | 2020
Oil-fired boiler_NEW |  |  |  | MKr15 |  |  | INDNWH | 2030 |  | 0.95 |  |  | 0.34699 | 0.012665 | 1.8625 |  |  |  |  | 0.05 |  | 0.5 | 20 | 0 | 0 | 0.1 |  | 2030
Oil-fired boiler_NEW |  |  |  | MKr15 |  |  | INDNWH | 2050 |  | 0.96 |  |  | 0.32814 | 0.011175 | 1.8625 |  |  |  |  | 0.04 |  | 0.5 | 15 | 0 | 0 | 0.1 |  | 2050
Oil-fired boiler_NEW |  | INDNDMTDSEN2 | Industrial heating technology N MT - Oil boiler (Steam - condensing) - new 2 | MKr15 | INDDSL, INDDSB1, INDDSB2, INDHFO, INDDSE | INDMT | INDNWH | 2011 | 2011 | 0.95 |  | 25 | 0.3278 | 0.01341 | 2.0694 | 0.031536 | 0.5 | 1 |  | 0.25 |  | 0.5 | 25 | 0 | 0 | 0.1 |  | 2020
Oil-fired boiler_NEW |  |  |  | MKr15 |  |  | INDNWH | 2030 |  | 0.96 |  |  | 0.2776 | 0.012665 | 1.8625 |  |  |  |  | 0.24 |  | 0.5 | 20 | 0 | 0 | 0.1 |  | 2030
Oil-fired boiler_NEW |  |  |  | MKr15 |  |  | INDNWH | 2050 |  | 0.97 |  |  | 0.26251 | 0.011175 | 1.8625 |  |  |  |  | 0.23 |  | 0.5 | 15 | 0 | 0 | 0.1 |  | 2050
Oil-fired boiler_NEW |  | INDNDRHDSEN2 | Industrial heating technology N RH - Oil boiler (Steam - condensing) - new 2 | MKr15 | INDDSL, INDDSB1, INDDSB2, INDHFO, INDDSE | INDRH | INDNWH | 2011 | 2011 | 0.95 |  | 25 | 0.3278 | 0.01341 | 2.0694 | 0.031536 | 0.5 | 1 |  | 0.05 |  | 0.5 | 25 | 0 | 0 | 0.1 |  | 2020
Oil-fired boiler_NEW |  |  |  | MKr15 |  |  | INDNWH | 2030 |  | 0.96 |  |  | 0.2776 | 0.012665 | 1.8625 |  |  |  |  | 0.04 |  | 0.5 | 20 | 0 | 0 | 0.1 |  | 2030
Oil-fired boiler_NEW |  |  |  | MKr15 |  |  | INDNWH | 2050 |  | 0.97 |  |  | 0.26251 | 0.011175 | 1.8625 |  |  |  |  | 0.03 |  | 0.5 | 15 | 0 | 0 | 0.1 |  | 2050
Natural gas boiler_NEW |  | INDNDHTDH2N1 | Industrial heating technology N HT - Gas boiler (Steam) - new 1 | MKr15 | INDNGA, INDBGA, INDSNG1, INDSNG2, INDLPG, INDSNE, INDH2 | INDHT | INDNWH | 2011 | 2011 | 0.92 |  | 25 | 0.40636 | 0.0149 | 2.2764 | 0.031536 | 0.5 | 1 |  | 0.38 |  | 0.3 | 9 | 3 | 1 | 0.1 |  | 2020
Natural gas boiler_NEW |  |  |  | MKr15 |  |  | INDNWH | 2030 |  | 0.93 |  |  | 0.33864 | 0.014155 | 2.0694 |  |  |  |  | 0.37 |  | 0.3 | 7 | 2 | 1 | 0.1 |  | 2030
Natural gas boiler_NEW |  |  |  | MKr15 |  |  | INDNWH | 2050 |  | 0.94 |  |  | 0.33864 | 0.012665 | 2.0694 |  |  |  |  | 0.36 |  | 0.3 | 6 | 2 | 1 | 0.1 |  | 2050
Natural gas boiler_NEW |  | INDNDMTDH2N1 | Industrial heating technology N MT - Gas boiler (Steam) - new 1 | MKr15 | INDNGA, INDBGA, INDSNG1, INDSNG2, INDLPG, INDSNE, INDH2 | INDMT | INDNWH | 2011 | 2011 | 0.92 |  | 25 | 0.40636 | 0.0149 | 2.2764 | 0.031536 | 0.5 | 1 |  | 0.28 |  | 0.3 | 9 | 3 | 1 | 0.1 |  | 2020
Natural gas boiler_NEW |  |  |  | MKr15 |  |  | INDNWH | 2030 |  | 0.93 |  |  | 0.33864 | 0.014155 | 2.0694 |  |  |  |  | 0.27 |  | 0.3 | 7 | 2 | 1 | 0.1 |  | 2030
Natural gas boiler_NEW |  |  |  | MKr15 |  |  | INDNWH | 2050 |  | 0.94 |  |  | 0.33864 | 0.012665 | 2.0694 |  |  |  |  | 0.26 |  | 0.3 | 6 | 2 | 1 | 0.1 |  | 2050
Natural gas boiler_NEW |  | INDNDRHDH2N1 | Industrial heating technology N RH - Gas boiler (Steam) - new 1 | MKr15 | INDNGA, INDBGA, INDSNG1, INDSNG2, INDLPG, INDSNE, INDH2 | INDRH | INDNWH | 2011 | 2011 | 0.92 |  | 25 | 0.40636 | 0.0149 | 2.2764 | 0.031536 | 0.5 | 1 |  | 0.08 |  | 0.3 | 9 | 3 | 1 | 0.1 |  | 2020
Natural gas boiler_NEW |  |  |  | MKr15 |  |  | INDNWH | 2030 |  | 0.93 |  |  | 0.33864 | 0.014155 | 2.0694 |  |  |  |  | 0.07 |  | 0.3 | 7 | 2 | 1 | 0.1 |  | 2030
Natural gas boiler_NEW |  |  |  | MKr15 |  |  | INDNWH | 2050 |  | 0.94 |  |  | 0.33864 | 0.012665 | 2.0694 |  |  |  |  | 0.06 |  | 0.3 | 6 | 2 | 1 | 0.1 |  | 2050
Natural gas boiler_NEW |  | INDNDMTDH2N2 | Industrial heating technology N MT - Gas boiler (Steam - condensing) - new 2 | MKr15 | INDNGA, INDBGA, INDSNG1, INDSNG2, INDLPG, INDSNE, INDH2 | INDMT | INDNWH | 2011 | 2011 | 1.01 |  | 25 | 0.447 | 0.0149 | 2.2764 | 0.031536 | 0.5 | 1 |  | 0.19 |  | 0.3 | 9 | 3 | 1 | 0.1 |  | 2020
Natural gas boiler_NEW |  |  |  | MKr15 |  |  | INDNWH | 2030 |  | 1.03 |  |  | 0.3725 | 0.014155 | 2.0694 |  |  |  |  | 0.17 |  | 0.3 | 7 | 2 | 1 | 0.1 |  | 2030
Natural gas boiler_NEW |  |  |  | MKr15 |  |  | INDNWH | 2050 |  | 1.03 |  |  | 0.3725 | 0.012665 | 2.0694 |  |  |  |  | 0.17 |  | 0.3 | 6 | 2 | 1 | 0.1 |  | 2050
Natural gas boiler_NEW |  | INDNDRHDH2N2 | Industrial heating technology N RH - Gas boiler (Steam - condensing) - new 2 | MKr15 | INDNGA, INDBGA, INDSNG1, INDSNG2, INDLPG, INDSNE, INDH2 | INDRH | INDNWH | 2011 | 2011 | 1.01 |  | 25 | 0.447 | 0.0149 | 2.2764 | 0.031536 | 0.5 | 1 |  | 0 |  | 0.3 | 9 | 3 | 1 | 0.1 |  | 2020
Natural gas boiler_NEW |  |  |  | MKr15 |  |  | INDNWH | 2030 |  | 1.03 |  |  | 0.3725 | 0.014155 | 2.0694 |  |  |  |  | 0 |  | 0.3 | 7 | 2 | 1 | 0.1 |  | 2030
Natural gas boiler_NEW |  |  |  | MKr15 |  |  | INDNWH | 2050 |  | 1.03 |  |  | 0.3725 | 0.012665 | 2.0694 |  |  |  |  | 0 |  | 0.3 | 6 | 2 | 1 | 0.1 |  | 2050
Natural gas boiler_NEW |  | INDNDMTDH2N3 | Industrial heating technology N MT - Gas boiler (Hot Water) - new 3 | MKr15 | INDNGA, INDBGA, INDSNG1, INDSNG2, INDLPG, INDSNE, INDH2 | INDMT | INDNWH | 2011 | 2011 | 0.93 |  | 25 | 0.32509 | 0.0149 | 2.2764 | 0.031536 | 0.5 | 1 |  | 0.27 |  | 0.3 | 9 | 3 | 1 | 0.1 |  | 2020
Natural gas boiler_NEW |  |  |  | MKr15 |  |  | INDNWH | 2030 |  | 0.94 |  |  | 0.27091 | 0.014155 | 2.0694 |  |  |  |  | 0.26 |  | 0.3 | 7 | 2 | 1 | 0.1 |  | 2030
Natural gas boiler_NEW |  |  |  | MKr15 |  |  | INDNWH | 2050 |  | 0.95 |  |  | 0.27091 | 0.012665 | 2.0694 |  |  |  |  | 0.25 |  | 0.3 | 6 | 2 | 1 | 0.1 |  | 2050
Natural gas boiler_NEW |  | INDNDRHDH2N3 | Industrial heating technology N RH - Gas boiler (Hot Water) - new 3 | MKr15 | INDNGA, INDBGA, INDSNG1, INDSNG2, INDLPG, INDSNE, INDH2 | INDRH | INDNWH | 2011 | 2011 | 0.93 |  | 25 | 0.32509 | 0.0149 | 2.2764 | 0.031536 | 0.5 | 1 |  | 0.07 |  | 0.3 | 9 | 3 | 1 | 0.1 |  | 2020
Natural gas boiler_NEW |  |  |  | MKr15 |  |  | INDNWH | 2030 |  | 0.94 |  |  | 0.27091 | 0.014155 | 2.0694 |  |  |  |  | 0.06 |  | 0.3 | 7 | 2 | 1 | 0.1 |  | 2030
Natural gas boiler_NEW |  |  |  | MKr15 |  |  | INDNWH | 2050 |  | 0.95 |  |  | 0.27091 | 0.012665 | 2.0694 |  |  |  |  | 0.05 |  | 0.3 | 6 | 2 | 1 | 0.1 |  | 2050
Natural gas boiler_NEW |  | INDNDMTDH2N4 | Industrial heating technology N MT - Gas boiler (Hot Water - condensing) - new 4 | MKr15 | INDNGA, INDBGA, INDSNG1, INDSNG2, INDLPG, INDSNE, INDH2 | INDMT | INDNWH | 2011 | 2011 | 1.01 |  | 25 | 0.3576 | 0.0149 | 2.2764 | 0.031536 | 0.5 | 1 |  | 0.19 |  | 0.3 | 9 | 3 | 1 | 0.1 |  | 2020
Natural gas boiler_NEW |  |  |  | MKr15 |  |  | INDNWH | 2030 |  | 1.03 |  |  | 0.298 | 0.014155 | 2.0694 |  |  |  |  | 0.17 |  | 0.3 | 7 | 2 | 1 | 0.1 |  | 2030
Natural gas boiler_NEW |  |  |  | MKr15 |  |  | INDNWH | 2050 |  | 1.03 |  |  | 0.298 | 0.012665 | 2.0694 |  |  |  |  | 0.17 |  | 0.3 | 6 | 2 | 1 | 0.1 |  | 2050
Natural gas boiler_NEW |  | INDNDRHDH2N4 | Industrial heating technology N RH - Gas boiler (Hot Water- condensing) - new 4 | MKr15 | INDNGA, INDBGA, INDSNG1, INDSNG2, INDLPG, INDSNE, INDH2 | INDRH | INDNWH | 2011 | 2011 | 1.01 |  | 25 | 0.3576 | 0.0149 | 2.2764 | 0.031536 | 0.5 | 1 |  | 0 |  | 0.3 | 9 | 3 | 1 | 0.1 |  | 2020
Natural gas boiler_NEW |  |  |  | MKr15 |  |  | INDNWH | 2030 |  | 1.03 |  |  | 0.298 | 0.014155 | 2.0694 |  |  |  |  | 0 |  | 0.3 | 7 | 2 | 1 | 0.1 |  | 2030
Natural gas boiler_NEW |  |  |  | MKr15 |  |  | INDNWH | 2050 |  | 1.03 |  |  | 0.298 | 0.012665 | 2.0694 |  |  |  |  | 0 |  | 0.3 | 6 | 2 | 1 | 0.1 |  | 2050
Natural gas boiler_NEW |  | INDNDHTDH2N5 | Industrial heating technology N HT - Gas boiler (Direct firing) - new 5 | MKr15 | INDNGA, INDBGA, INDSNG1, INDSNG2, INDLPG, INDSNE, INDH2 | INDHT | INDNWH | 2011 | 2011 | 1 |  | 15 | 0.11175 | 0.0013545 | 0.58462 | 0.031536 | 0.5 | 1 |  | 0.3 |  | 0.3 | 9 | 3 | 1 | 0.1 |  | 2020
Natural gas boiler_NEW |  |  |  | MKr15 |  |  | INDNWH | 2030 |  | 1 |  |  | 0.11175 | 0.0013207 | 0.57427 |  |  |  |  | 0.3 |  | 0.3 | 7 | 2 | 1 | 0.1 |  | 2030
Natural gas boiler_NEW |  |  |  | MKr15 |  |  | INDNWH | 2050 |  | 1 |  |  | 0.11175 | 0.0011514 | 0.57944 |  |  |  |  | 0.3 |  | 0.3 | 6 | 2 | 1 | 0.1 |  | 2050
Natural gas boiler_NEW |  | INDNDMTDH2N5 | Industrial heating technology N MT - Gas boiler (Direct firing) - new 5 | MKr15 | INDNGA, INDBGA, INDSNG1, INDSNG2, INDLPG, INDSNE, INDH2 | INDMT | INDNWH | 2011 | 2011 | 1 |  | 25 | 0.11175 | 0.0013545 | 0.58462 | 0.031536 | 0.5 | 1 |  | 0.2 |  | 0.3 | 9 | 3 | 1 | 0.1 |  | 2020
Natural gas boiler_NEW |  |  |  | MKr15 |  |  | INDNWH | 2030 |  | 1 |  |  | 0.11175 | 0.0013207 | 0.57427 |  |  |  |  | 0.2 |  | 0.3 | 7 | 2 | 1 | 0.1 |  | 2030
Natural gas boiler_NEW |  |  |  | MKr15 |  |  | INDNWH | 2050 |  | 1 |  |  | 0.11175 | 0.0011514 | 0.57944 |  |  |  |  | 0.2 |  | 0.3 | 6 | 2 | 1 | 0.1 |  | 2050
Coal boiler |  | INDNDHTCOAN1 | Industrial heating technology N HT - Coal boiler (Steam) - new 1 | MKr15 | INDCOA | INDHT | INDNWH | 2011 | 2011 | 0.89 |  | 25 | 3.725 | 0.25106 | 3.9382 | 0.031536 | 0.5 | 1 |  | 0.41 |  | 8 | 35 | 1.5 | 0.8 | 2.1 |  | 2020
Coal boiler |  |  |  | MKr15 |  |  | INDNWH | 2030 |  | 0.89 |  |  | 3.4699 | 0.24287 | 3.9837 |  |  |  |  | 0.41 |  | 8 | 35 | 1.5 | 0.8 | 2.1 |  | 2030
Coal boiler |  |  |  | MKr15 |  |  | INDNWH | 2050 |  | 0.91 |  |  | 3.2814 | 0.22797 | 4.0064 |  |  |  |  | 0.39 |  | 8 | 35 | 1.5 | 0.8 | 2.1 |  | 2050
Coal boiler |  | INDNDMTCOAN1 | Industrial heating technology N MT - Coal boiler (Steam) - new 1 | MKr15 | INDCOA | INDMT | INDNWH | 2011 | 2011 | 0.89 |  | 25 | 3.725 | 0.25106 | 3.9382 | 0.031536 | 0.5 | 1 |  | 0.31 |  | 8 | 35 | 1.5 | 0.8 | 2.1 |  | 2020
Coal boiler |  |  |  | MKr15 |  |  | INDNWH | 2030 |  | 0.89 |  |  | 3.4699 | 0.24287 | 3.9837 |  |  |  |  | 0.31 |  | 8 | 35 | 1.5 | 0.8 | 2.1 |  | 2030
Coal boiler |  |  |  | MKr15 |  |  | INDNWH | 2050 |  | 0.91 |  |  | 3.2814 | 0.22797 | 4.0064 |  |  |  |  | 0.29 |  | 8 | 35 | 1.5 | 0.8 | 2.1 |  | 2050
Coal boiler |  | INDNDRHCOAN1 | Industrial heating technology N RH - Coal boiler (Steam) - new 1 | MKr15 | INDCOA | INDRH | INDNWH | 2011 | 2011 | 0.89 |  | 25 | 3.725 | 0.25106 | 3.9382 | 0.031536 | 0.5 | 1 |  | 0.11 |  | 8 | 35 | 1.5 | 0.8 | 2.1 |  | 2020
Coal boiler |  |  |  | MKr15 |  |  | INDNWH | 2030 |  | 0.89 |  |  | 3.4699 | 0.24287 | 3.9837 |  |  |  |  | 0.11 |  | 8 | 35 | 1.5 | 0.8 | 2.1 |  | 2030
Coal boiler |  |  |  | MKr15 |  |  | INDNWH | 2050 |  | 0.91 |  |  | 3.2814 | 0.22797 | 4.0064 |  |  |  |  | 0.09 |  | 8 | 35 | 1.5 | 0.8 | 2.1 |  | 2050
Coal boiler |  | INDNDMTCOAN2 | Industrial heating technology N MT - Coal boiler (Hot Water) - new 2 | MKr15 | INDCOA | INDMT | INDNWH | 2011 | 2011 | 0.89 |  | 25 | 3.725 | 0.25106 | 3.9382 | 0.031536 | 0.5 | 1 |  | 0.31 |  | 8 | 35 | 1.5 | 0.8 | 2.1 |  | 2020
Coal boiler |  |  |  | MKr15 |  |  | INDNWH | 2030 |  | 0.89 |  |  | 3.725 | 0.24287 | 3.9837 |  |  |  |  | 0.31 | [7 empty] | 2030
Coal boiler |  |  |  | MKr15 |  |  | INDNWH | 2050 |  | 0.91 |  |  | 3.725 | 0.22797 | 4.0064 |  |  |  |  | 0.29 | [7 empty] | 2050
Coal boiler |  | INDNDRHCOAN2 | Industrial heating technology N RH - Coal boiler (Hot Water) - new 2 | MKr15 | INDCOA | INDRH | INDNWH | 2011 | 2011 | 0.89 |  | 25 | 3.725 | 0.25106 | 3.9382 | 0.031536 | 0.5 | 1 |  | 0.11 |  | 8 | 35 | 1.5 | 0.8 | 2.1 |  | 2020
Coal boiler |  |  |  | MKr15 |  |  | INDNWH | 2030 |  | 0.89 |  |  | 3.725 | 0.24287 | 3.9837 |  |  |  |  | 0.11 | [7 empty] | 2030
Coal boiler |  |  |  | MKr15 |  |  | INDNWH | 2050 |  | 0.91 |  |  | 3.725 | 0.22797 | 4.0064 |  |  |  |  | 0.09 | [7 empty] | 2050
Solar heating |  | INDNDRHSOLN1 | Industrial heating technology N RH - Solar - new 1 | MKr15 | INDSOL | INDRH |  | 2011 | 2011 | 1 |  | 25 | 4.2857 | 0.02066 | 0 | 0.031536 | 0.09 | 1 |  |  |  | 0 | 0 | 0 | 0 | 0 |  | 2020
Solar heating |  |  |  | MKr15 |  |  |  | 2030 |  | 1 |  | 30 | 3.9286 | 0.023281 | 0 | [12 empty] | 2030
Solar heating |  |  |  | MKr15 |  |  |  | 2050 |  | 1 |  | 30 | 3.5714 | 0.021499 | 0 | [12 empty] | 2050
|  | * Heat Exchangers |  | MKr15
|  | INDNDRHHCEN1 | Industrial heating technology N RH - central district heating - within DH area - new 1 | MKr15 | INDHCE | INDRH |  | 2011 | 2011 | 0.96 |  | 30 | 1.17 | 0.058736 | 1.9463 | 0.031536 | 0.5
|  | INDNDRHHDEN1 | Industrial heating technology N RH - decentral district heating - within DH area - new 1 | MKr15 | INDHDE | INDRH |  | 2011 | 2011 | 0.96 |  | 30 | 1.25 | 0.058736 | 1.9463 | 0.031536 | 0.5
|  | * Electric appliances |  | MKr15
|  | INDNDLAELCN1 | Industry N LA Electricity Light Appliance - New 1 | MKr15 | INDELC | INDLA |  | 2011 | 2011 | 1 |  | 10 |  |  |  |  | 0.9
|  |  |  | MKr15 |  |  |  | 2020
|  |  |  | MKr15 |  |  |  | 2030
|  |  |  | MKr15 |  |  |  | 2050
|  | INDNDEMELCN1 | Industry N EM Electricity Motors - New 1 | MKr15 | INDELC | INDEM |  | 2011 | 2011 | 1 |  | 10 |  |  |  |  | 0.9
|  |  |  | MKr15 |  |  |  | 2020
|  |  |  | MKr15 |  |  |  | 2030
|  |  |  | MKr15 |  |  |  | 2050
|  | INDNDTFDSLN1 | Industry N TF Tractors, Trucks, Fishing boats - New 1 | MKr15 | INDDSL, INDDSB1, INDDSB2, INDHFO, INDDSE | INDTF |  | 2011 | 2011 | 1 |  | 10 |  |  |  |  | 0.9
|  |  |  | MKr15 |  |  |  | 2020
|  |  |  | MKr15 |  |  |  | 2030
|  |  |  | MKr15 |  |  |  | 2050
|  | INDNDFLDH2N1 | Industry N TF Forklifts - New 1 | MKr15 | INDNGA, INDBGA, INDSNG1, INDSNG2, INDLPG, INDSNE, INDH2 | INDFL |  | 2011 | 2011 | 1 |  | 10 |  |  |  |  | 0.9
|  |  |  | MKr15 |  |  |  | 2020
|  |  |  | MKr15 |  |  |  | 2030
|  |  |  | MKr15 |  |  |  | 2050
~FI_Process
| Sets | TechName | TechDesc | Tact | Tcap | Tslvl | PrimaryCG | Vintage
| *Process Set Membership | Technology Name | Technology Description | Activity Unit | Capacity Unit | TimeSlice level of Process Activity | Primary Commodity Group | Vintage Tracking
| DMD | INDNDMTELCN1 | Industrial heating technology N MT - Heat pump utilizing waste heat - new 1 | PJ | MW | DAYNITE |  | yes
| DMD | INDNDRHELCN1 | Industrial heating technology N RH - Heat pump utilizing waste heat - new 1 | PJ | MW | DAYNITE |  | yes
| * | * | Industrial heating technology N MT - Heat pump utilizing waste heat - new 1 | PJ | MW | DAYNITE |  | yes
| DMD | INDNDRHELCN2 | Industrial heating technology N RH - Heat driven heat pump utilizing waste heat - new 2 | PJ | MW | DAYNITE |  | yes
| DMD | INDNDMTELCN3 | Industrial heating technology N MT - High Temp abs. Heat pump utilizing waste heat - new 3 | PJ | MW | DAYNITE |  | yes
| DMD | INDNDRHELCN3 | Industrial heating technology N RH - High Temp abs. Heat pump utilizing waste heat - new 3 | PJ | MW | DAYNITE |  | yes
| DMD | INDNDMTELCN4 | Industrial heating technology N MT - Booster Heat pump utilizing waste heat - new 4 | PJ | MW | DAYNITE |  | yes
| DMD | INDNDRHELCN4 | Industrial heating technology N RH - Booster Heat pump utilizing waste heat - new 4 | PJ | MW | DAYNITE |  | yes
| DMD | INDNDMTELCN5 | Industrial heating technology N MT - MVR utilizing waste heat - new 5 | PJ | MW |  |  | yes
| * | * | Industrial heating technology N MT - Heat pump utilizing waste heat - new 1 | PJ | MW | DAYNITE |  | yes
| DMD | INDNDMTELCN6 | Industrial heating technology N MT - Dielectric heating - new 6 | PJ | MW | DAYNITE |  | yes
| DMD | INDNDMTELCN7 | Industrial heating technology N MT - Infrared heating - new 7 | PJ | MW | DAYNITE |  | yes
| DMD | INDNDHTELCN8 | Industrial heating technology N HT - Electric boiler (Steam) - new 8 | PJ | MW | DAYNITE |  | yes
| DMD | INDNDMTELCN8 | Industrial heating technology N MT - Electric boiler (Steam) - new 8 | PJ | MW | DAYNITE |  | yes
| DMD | INDNDRHELCN8 | Industrial heating technology N RH - Electric boiler (Steam) - new 8 | PJ | MW | DAYNITE |  | yes
| DMD | INDNDMTELCN9 | Industrial heating technology N MT - Electric boiler (Hot Water) - new 9 | PJ | MW | DAYNITE |  | yes
| DMD | INDNDRHELCN9 | Industrial heating technology N RH - Electric boiler (Hot Water) - new 9 | PJ | MW | DAYNITE |  | yes
| DMD | INDNDHTWCHN1 | Industrial heating technology N HT - Wood chip boiler (Steam) - new 1 | PJ | MW |  |  | yes
| DMD | INDNDMTWCHN1 | Industrial heating technology N MT - Wood chip boiler (Steam) - new 1 | PJ | MW |  |  | yes
| DMD | INDNDRHWCHN1 | Industrial heating technology N RH - Wood chip boiler (Steam) - new 1 | PJ | MW |  |  | yes
| DMD | INDNDMTWCHN2 | Industrial heating technology N MT - Wood chip boiler (Steam - condensing) - new 2 | PJ | MW |  |  | yes
| DMD | INDNDRHWCHN2 | Industrial heating technology N RH - Wood chip boiler (Steam - condensing) - new 2 | PJ | MW |  |  | yes
| DMD | INDNDMTWCHN3 | Industrial heating technology N MT - Wood chip boiler (Hot Water) - new 3 | PJ | MW |  |  | yes
| DMD | INDNDRHWCHN3 | Industrial heating technology N RH - Wood chip boiler (Hot Water) - new 3 | PJ | MW |  |  | yes
| DMD | INDNDMTWCHN4 | Industrial heating technology N MT - Wood chip boiler (Hot Water - condensing) - new 4 | PJ | MW |  |  | yes
| DMD | INDNDRHWCHN4 | Industrial heating technology N RH - Wood chip boiler (Hot Water- condensing) - new 4 | PJ | MW |  |  | yes
| * | * | Industrial heating technology N MT - Heat pump utilizing waste heat - new 1 | PJ | MW | DAYNITE |  | yes
| * | * | Industrial heating technology N MT - Heat pump utilizing waste heat - new 1 | PJ | MW | DAYNITE |  | yes
| DMD | INDNDHTDSEN1 | Industrial heating technology N HT - Oil boiler (Steam) - new 1 | PJ | MW |  |  | yes
| DMD | INDNDMTDSEN1 | Industrial heating technology N MT - Oil boiler (Steam) - new 1 | PJ | MW |  |  | yes
| DMD | INDNDRHDSEN1 | Industrial heating technology N RH - Oil boiler (Steam) - new 1 | PJ | MW |  |  | yes
| DMD | INDNDMTDSEN2 | Industrial heating technology N MT - Oil boiler (Steam - condensing) - new 2 | PJ | MW |  |  | yes
| DMD | INDNDRHDSEN2 | Industrial heating technology N RH - Oil boiler (Steam - condensing) - new 2 | PJ | MW |  |  | yes
| DMD | INDNDHTDH2N1 | Industrial heating technology N HT - Gas boiler (Steam) - new 1 | PJ | MW |  |  | yes
| DMD | INDNDMTDH2N1 | Industrial heating technology N MT - Gas boiler (Steam) - new 1 | PJ | MW |  |  | yes
| DMD | INDNDRHDH2N1 | Industrial heating technology N RH - Gas boiler (Steam) - new 1 | PJ | MW |  |  | yes
| DMD | INDNDMTDH2N2 | Industrial heating technology N MT - Gas boiler (Steam - condensing) - new 2 | PJ | MW |  |  | yes
| DMD | INDNDRHDH2N2 | Industrial heating technology N RH - Gas boiler (Steam - condensing) - new 2 | PJ | MW |  |  | yes
| DMD | INDNDMTDH2N3 | Industrial heating technology N MT - Gas boiler (Hot Water) - new 3 | PJ | MW |  |  | yes
| DMD | INDNDRHDH2N3 | Industrial heating technology N RH - Gas boiler (Hot Water) - new 3 | PJ | MW |  |  | yes
| DMD | INDNDMTDH2N4 | Industrial heating technology N MT - Gas boiler (Hot Water - condensing) - new 4 | PJ | MW |  |  | yes
| DMD | INDNDRHDH2N4 | Industrial heating technology N RH - Gas boiler (Hot Water- condensing) - new 4 | PJ | MW |  |  | yes
| DMD | INDNDHTDH2N5 | Industrial heating technology N HT - Gas boiler (Direct firing) - new 5 | PJ | MW |  |  | yes
| DMD | INDNDMTDH2N5 | Industrial heating technology N MT - Gas boiler (Direct firing) - new 5 | PJ | MW |  |  | yes
| DMD | INDNDHTCOAN1 | Industrial heating technology N HT - Coal boiler (Steam) - new 1 | PJ | MW |  |  | yes
| DMD | INDNDMTCOAN1 | Industrial heating technology N MT - Coal boiler (Steam) - new 1 | PJ | MW |  |  | yes
| DMD | INDNDRHCOAN1 | Industrial heating technology N RH - Coal boiler (Steam) - new 1 | PJ | MW |  |  | yes
| DMD | INDNDMTCOAN2 | Industrial heating technology N MT - Coal boiler (Hot Water) - new 2 | PJ | MW |  |  | yes
| DMD | INDNDRHCOAN2 | Industrial heating technology N RH - Coal boiler (Hot Water) - new 2 | PJ | MW |  |  | yes
| DMD | INDNDRHSOLN1 | Industrial heating technology N RH - Solar - new 1 | PJ | MW | DAYNITE |  | yes
| DMD | INDNDRHHCEN1 | Industrial heating technology N RH - central district heating - within DH area - new 1 | PJ | MW | DAYNITE |  | yes
| DMD | INDNDRHHDEN1 | Industrial heating technology N RH - decentral district heating - within DH area - new 1 | PJ | MW | DAYNITE |  | yes
| DMD | INDNDLAELCN1 | Industry N LA Electricity Light Appliance - New 1 | PJ | MW | DAYNITE |  | yes
| DMD | INDNDEMELCN1 | Industry N EM Electricity Motors - New 1 | PJ | MW | DAYNITE |  | yes
| DMD | INDNDTFDSLN1 | Industry N TF Tractors, Trucks, Fishing boats - New 1 | PJ | MW |  |  | yes
| DMD | INDNDFLDH2N1 | Industry N TF Forklifts - New 1 | PJ | MW |  |  | yes
~FI_Comm
CSet | Region | CommName | CommDesc | Unit | LimType | CTSLvl | PeakTS | Ctype
*Commodity Set Membership | Region Name | Commodity Name | Commodity Description | Unit | Sense of the Balance EQN. | Timeslice Level | Peak Monitoring | Electricity Indicator
ENV |  | INDSOx | Industrial heating heating technology N - SOx emission | g/GJ
|  | INDNOx | Industrial heating heating technology N - NOx emission | g/GJ
|  | INDCH4 | Industrial heating heating technology N - CH4 emission | g/GJ
|  | INDNO2 | Industrial heating heating technology N - NO2 emission | g/GJ
|  | INDPM | Industrial heating heating technology N - Particle emission | g/GJ
NRG |  | INDNWH | Industrial heating technology N - Waste heat | PJ |  | DAYNITE
Note on E1: Andreas Helk ¦ Viegand Maagøe: Input for each sheet - Choose between the categories from the ENS catalogue. Used for looking up potentials
Note on S1: Andreas Helk ¦ Viegand Maagøe: Column number for looking up the right FLO_MARK (direct or indirect technologies)
Note on U1: Andreas Helk ¦ Viegand Maagøe: Values should be updated- current ones are placeholders! Base input for calculating waste heat in industry. Factor that estimates how much waste heat is generated within HT, MT and RH due to the processes involved and not the technology i.e. drying processes, evaporation, distilling etc. Should be sector-specific depending on the processes within each sector.
Note on E2: Andreas Helk ¦ Viegand Maagøe: Write a sector name for TechDesc and Comm-OUT
Note on G6: Andreas Helk ¦ Viegand Maagøe: Heat pumps are set to use both electricity and waste heat within industries.
Note on I6: Andreas Helk ¦ Viegand Maagøe: Boilers are also set to give out waste heat
Note on M6: Andreas Helk ¦ Viegand Maagøe: For heat pumps the COP value is loaded here for calculating the input shares. (* means that TIMES does not read the column)
Note on S6: Andreas Helk ¦ Viegand Maagøe: Consider looking into updating these
Note on X6: Maurizio Gargiulo: It is not possible to use the parameter like in here because we have more than one COMM-OUT. If you try to join the two tables you will get an error. We should move these information in a scenario file
Note on M9: Andreas Helk ¦ Viegand Maagøe: Heat pump COP is written in this column since they are not using air as heat source, but using the waste heat within the industry.
Note on T33: Andreas Helk ¦ Viegand Maagøe: Assumed that the traditional heat pumps are prioritized first, so the Abs. heat pump potential is what is left.
Note on T45: Andreas Helk ¦ Viegand Maagøe: Assumed that the traditional heat pumps are prioritized first, so the Booster heat pump potential is what is left.
Note on T183: Andreas Helk ¦ Viegand Maagøe: Not a part of the technology catalogue - manual input
Note on O187: Stefan Petrovic: =L6*0.95 was previously

## IND_Utilities_new
|  | Sector name: | 2.Commodity production | [13 empty] | Direct | Indirect | WH Base input: | HT | 0.3
|  |  | Utilities | [13 empty] | 7 | 8 |  | MT | 0.2
[20 empty] | RH | 0
~FI_T
Sheet names (for lookups) |  | TechName | *TechDesc | CURR | Comm-IN | Comm-OUT | Comm-OUT-A | YEAR | START | EFF | *COP | LIFE | INVCOST | FIXOM | VAROM | CAP2ACT | AFA | FLO_MARK | Share-I~UP | VDA_FLOP |  | FEMIS~ILDSOx | FEMIS~ILDNOx | FEMIS~ILDCH4 | FEMIS~ILDNO2 | FEMIS~ILDPM | * Source | Lookup year | Input~ELCC | EFF heat pumps moved to Trans file
*PlantName
|  | * | [10 empty] | Mkr/MW | Mkr/MW/year | Mkr/PJ | Factor | Factor |  |  |  |  | g/GJ | g/GJ | g/GJ | g/GJ | g/GJ
Trad. Heat pump 80C |  | INDLDMTELCN1 | Industrial heating technology L MT - Heat pump utilizing waste heat - new 1 | MKr15 | INDELC | ILDMT |  | 2020 | 2020 | 1 | 4.4755 | 20 | 5.4385 | 0.0149 | 6.7464 | 0.031536 | 0.5 | 0.22 | 0.22567 |  |  | 0 | 0 | 0 | 0 | 0 |  | 2020
Trad. Heat pump 80C |  |  |  | MKr15 | INDLWH | [13 empty] | 0.77433
Trad. Heat pump 80C |  |  |  | MKr15 | INDELC | ILDMT |  | 2030 |  | 1 | 4.5793 |  | 4.8425 | 0.0149 | 6.6222 |  |  |  | 0.22056 |  |  | 0 | 0 | 0 | 0 | 0 |  | 2030
Trad. Heat pump 80C |  |  |  | MKr15 | INDLWH | [13 empty] | 0.77944 | [11 empty] | Sector | L
Trad. Heat pump 80C |  |  |  | MKr15 | INDELC | ILDMT |  | 2050 |  | 1 | 4.7191 |  | 4.321 | 0.0149 | 6.4567 |  |  |  | 0.21402 |  |  | 0 | 0 | 0 | 0 | 0 |  | 2050 |  |  | ILDHT | Industry L Demand Heat High Temp. over 150C
Trad. Heat pump 80C |  |  |  | MKr15 | INDLWH | [13 empty] | 0.78598 | [11 empty] | ILDMT | Industry L Demand Heat Medium Temp. up to 150C
Trad. Heat pump 80C |  | INDLDRHELCN1 | Industrial heating technology L RH - Heat pump utilizing waste heat - new 1 | MKr15 | INDELC | ILDRH |  | 2020 | 2020 | 1 | 4.4755 | 20 | 5.4385 | 0.0149 | 6.7464 | 0.031536 | 0.5 | 1 | 0.22567 |  |  | 0 | 0 | 0 | 0 | 0 |  | 2020 |  |  | ILDRH | Industry L Demand Heat Room Heat
Trad. Heat pump 80C |  |  |  | MKr15 | INDLWH | [13 empty] | 0.77433 | [11 empty] | ILDLA | Industry L Demand Light Appliances
Trad. Heat pump 80C |  |  |  | MKr15 | INDELC | ILDRH |  | 2030 |  | 1 | 4.5793 |  | 4.8425 | 0.0149 | 6.6222 |  |  |  | 0.22056 |  |  | 0 | 0 | 0 | 0 | 0 |  | 2030 |  |  | ILDEM | Industry L Demand Electric Motors
Trad. Heat pump 80C |  |  |  | MKr15 | INDLWH | [13 empty] | 0.77944 | [11 empty] | ILDTF | Industry L Demand Tractors, Trucks, Fishing boats, Forest machines
Trad. Heat pump 80C |  |  |  | MKr15 | INDELC | ILDRH |  | 2050 |  | 1 | 4.7191 |  | 4.321 | 0.0149 | 6.4567 |  |  |  | 0.21402 |  |  | 0 | 0 | 0 | 0 | 0 |  | 2050 |  |  | ILDFL | Industry L Demand Forklifts
Trad. Heat pump 80C |  |  |  | MKr15 | INDLWH | [13 empty] | 0.78598 | [11 empty] | INDLWH | Industry L Waste Heat
Heat driven Heat pump 80C |  | * | Industrial heating technology L MT - Heat driven heat pump utilizing waste heat - new 2 | MKr15 | INDELC | ILDMT |  | 2020 | 2020 | 1 | 1.68 | 20 | 4.172 | 0.0149 | 2.0901 | 0.031536 | 0.5 | 0 | 0.60119 |  |  | 0 | 0 | 0 | 0 | 0 |  | 2020
Heat driven Heat pump 80C |  | * |  | MKr15 | INDLWH | [13 empty] | 0.39881 | [11 empty] | 1
Heat driven Heat pump 80C |  | * |  | MKr15 | INDELC | ILDMT |  | 2030 |  | 1 | 1.69 |  | 3.7995 | 0.0149 | 2.0694 |  |  |  | 0.59763 |  |  | 0 | 0 | 0 | 0 | 0 |  | 2030 |  |  | 2
Heat driven Heat pump 80C |  | * |  | MKr15 | INDLWH | [13 empty] | 0.40237 | [11 empty] | 3
Heat driven Heat pump 80C |  | * |  | MKr15 | INDELC | ILDMT |  | 2050 |  | 1 | 1.71 |  | 3.427 | 0.0149 | 2.0488 |  |  |  | 0.59064 |  |  | 0 | 0 | 0 | 0 | 0 |  | 2050 |  |  | 4
Heat driven Heat pump 80C |  | * |  | MKr15 | INDLWH | [13 empty] | 0.40936 | [11 empty] | 5 | 1.Food, beverages and tobacco
Heat driven Heat pump 80C |  | INDLDRHELCN2 | Industrial heating technology L RH - Heat driven heat pump utilizing waste heat - new 2 | MKr15 | INDELC | ILDRH |  | 2020 | 2020 | 1 | 1.68 | 20 | 4.172 | 0.0149 | 2.0901 | 0.031536 | 0.5 | 1 | 0.60119 |  |  | 0 | 0 | 0 | 0 | 0 |  | 2020 |  |  | 6
Heat driven Heat pump 80C |  |  |  | MKr15 | INDLWH | [13 empty] | 0.39881 | [11 empty] | 7 | 2.Commodity production
Heat driven Heat pump 80C |  |  |  | MKr15 | INDELC | ILDRH |  | 2030 |  | 1 | 1.69 |  | 3.7995 | 0.0149 | 2.0694 |  |  |  | 0.59763 |  |  | 0 | 0 | 0 | 0 | 0 |  | 2030 |  |  | 8
Heat driven Heat pump 80C |  |  |  | MKr15 | INDLWH | [13 empty] | 0.40237 | [11 empty] | 9 | 3.Cement and non-metallic mineral (+Extraction of gravel and stone)
Heat driven Heat pump 80C |  |  |  | MKr15 | INDELC | ILDRH |  | 2050 |  | 1 | 1.71 |  | 3.427 | 0.0149 | 2.0488 |  |  |  | 0.59064 |  |  | 0 | 0 | 0 | 0 | 0 |  | 2050 |  |  | 10
Heat driven Heat pump 80C |  |  |  | MKr15 | INDLWH | [13 empty] | 0.40936 | [11 empty] | 11 | 4.Chemical industry
High Temp abs. Heat pump 150C |  | INDLDMTELCN3 | Industrial heating technology L MT - High Temp abs. Heat pump utilizing waste heat - new 3 | MKr15 | INDELC | ILDMT |  | 2020 | 2020 | 1 | 2.75 | 20 | 7.1395 | 0.0072265 | 6.7464 | 0.031536 | 0.5 | 0.26 | 0.36727 |  |  | 0 | 0 | 0 | 0 | 0 |  | 2020 |  |  | 12
High Temp abs. Heat pump 150C |  |  |  | MKr15 | INDLWH | [13 empty] | 0.63273 | [11 empty] | 13 | 5.Metals, machinery and electronics
High Temp abs. Heat pump 150C |  |  |  | MKr15 | INDELC | ILDMT |  | 2030 |  | 1 | 2.875 |  | 6.3823 | 0.0064815 | 6.6222 |  |  |  | 0.3513 |  |  | 0 | 0 | 0 | 0 | 0 |  | 2030 |  |  | 14
High Temp abs. Heat pump 150C |  |  |  | MKr15 | INDLWH | [13 empty] | 0.6487
High Temp abs. Heat pump 150C |  |  |  | MKr15 | INDELC | ILDMT |  | 2050 |  | 1 | 3.025 |  | 5.7365 | 0.005364 | 6.4567 |  |  |  | 0.33388 |  |  | 0 | 0 | 0 | 0 | 0 |  | 2050
High Temp abs. Heat pump 150C |  |  |  | MKr15 | INDLWH | [13 empty] | 0.66612
High Temp abs. Heat pump 150C |  | INDLDRHELCN3 | Industrial heating technology L RH - High Temp abs. Heat pump utilizing waste heat - new 3 | MKr15 | INDELC | ILDRH |  | 2020 | 2020 | 1 | 2.75 | 20 | 7.1395 | 0.0072265 | 6.7464 | 0.031536 | 0.5 | 1 | 0.36727 |  |  | 0 | 0 | 0 | 0 | 0 |  | 2020
High Temp abs. Heat pump 150C |  |  |  | MKr15 | INDLWH | [13 empty] | 0.63273
High Temp abs. Heat pump 150C |  |  |  | MKr15 | INDELC | ILDRH |  | 2030 |  | 1 | 2.875 |  | 6.3823 | 0.0064815 | 6.6222 |  |  |  | 0.3513 |  |  | 0 | 0 | 0 | 0 | 0 |  | 2030
High Temp abs. Heat pump 150C |  |  |  | MKr15 | INDLWH | [13 empty] | 0.6487
High Temp abs. Heat pump 150C |  |  |  | MKr15 | INDELC | ILDRH |  | 2050 |  | 1 | 3.025 |  | 5.7365 | 0.005364 | 6.4567 |  |  |  | 0.33388 |  |  | 0 | 0 | 0 | 0 | 0 |  | 2050
High Temp abs. Heat pump 150C |  |  |  | MKr15 | INDLWH | [13 empty] | 0.66612
Booster Heat pump 150C |  | INDLDMTELCN4 | Industrial heating technology L MT - Booster Heat pump utilizing waste heat - new 4 | MKr15 | INDELC | ILDMT |  | 2020 | 2020 | 1 | 1.93 | 20 | 12.1589 | 0.0149 | 7.1189 | 0.031536 | 0.5 | 0.36 | 0.52332 |  |  | 0 | 0 | 0 | 0 | 0 |  | 2020
Booster Heat pump 150C |  |  |  | MKr15 | INDLWH | [13 empty] | 0.47668
Booster Heat pump 150C |  |  |  | MKr15 | INDELC | ILDMT |  | 2030 |  | 1 | 1.9894 |  | 9.8571 | 0.0149 | 6.974 |  |  |  | 0.50769 |  |  | 0 | 0 | 0 | 0 | 0 |  | 2030
Booster Heat pump 150C |  |  |  | MKr15 | INDLWH | [13 empty] | 0.49231
Booster Heat pump 150C |  |  |  | MKr15 | INDELC | ILDMT |  | 2050 |  | 1 | 2.051 |  | 6.9559 | 0.0149 | 6.7878 |  |  |  | 0.49245 |  |  | 0 | 0 | 0 | 0 | 0 |  | 2050
Booster Heat pump 150C |  |  |  | MKr15 | INDLWH | [13 empty] | 0.50755
Booster Heat pump 150C |  | INDLDRHELCN4 | Industrial heating technology L RH - Booster Heat pump utilizing waste heat - new 4 | MKr15 | INDELC | ILDRH |  | 2020 | 2020 | 1 | 1.93 | 20 | 12.1589 | 0.0149 | 7.1189 | 0.031536 | 0.5 | 1 | 0.52332 |  |  | 0 | 0 | 0 | 0 | 0 |  | 2020
Booster Heat pump 150C |  |  |  | MKr15 | INDLWH | [13 empty] | 0.47668
Booster Heat pump 150C |  |  |  | MKr15 | INDELC | ILDRH |  | 2030 |  | 1 | 1.9894 |  | 9.8571 | 0.0149 | 6.974 |  |  |  | 0.50769 |  |  | 0 | 0 | 0 | 0 | 0 |  | 2030
Booster Heat pump 150C |  |  |  | MKr15 | INDLWH | [13 empty] | 0.49231
Booster Heat pump 150C |  |  |  | MKr15 | INDELC | ILDRH |  | 2050 |  | 1 | 2.051 |  | 6.9559 | 0.0149 | 6.7878 |  |  |  | 0.49245 |  |  | 0 | 0 | 0 | 0 | 0 |  | 2050
Booster Heat pump 150C |  |  |  | MKr15 | INDLWH | [13 empty] | 0.50755
MVR |  | INDLDMTELCN5 | Industrial heating technology L MT - MVR utilizing waste heat - new 5 | MKr15 | INDELC | ILDMT |  | 2020 | 2020 | 1 | 12.1 | 25 | 2.6075 | 0.0149 | 5.2357 | 0.031536 | 0.5 | 0.05 | 0.083471 |  |  | 0 | 0 | 0 | 0 | 0 |  | 2020
MVR |  |  |  | MKr15 | INDLWH | [13 empty] | 0.91653
MVR |  |  |  | MKr15 | INDELC | ILDMT |  | 2030 |  | 1 | 12.7 |  | 2.4585 | 0.0149 | 5.0701 |  |  |  | 0.079528 |  |  | 0 | 0 | 0 | 0 | 0 |  | 2030
MVR |  |  |  | MKr15 | INDLWH | [13 empty] | 0.92047
MVR |  |  |  | MKr15 | INDELC | ILDMT |  | 2050 |  | 1 | 13.8 |  | 2.3095 | 0.0149 | 4.8839 |  |  |  | 0.073188 |  |  | 0 | 0 | 0 | 0 | 0 |  | 2050
MVR |  |  |  | MKr15 | INDLWH | [13 empty] | 0.92681
Hotdisc |  | * | Industrial heating technology L HT - Hotdisc - new 1 | MKr15 | INDWST | ILDHT | INDLWH | 2011 | 2011 | 0.9 |  | 20 | 3.725 | 0.00298 | 2.4316 | 0.031536 | 0.5 | 0 |  | 0.4 |  | 8.3 | 56 | 0.1 | 1 | 0.29 |  | 2020
Hotdisc |  | * |  | MKr15 |  |  | INDLWH | 2030 |  | 0.91 |  |  | 3.4643 | 0.00298 | 2.473 |  |  |  |  | 0.39 |  | 8.3 | 45 | 0.1 | 1 | 0.29 |  | 2030
Hotdisc |  | * |  | MKr15 |  |  | INDLWH | 2050 |  | 0.93 |  |  | 3.3525 | 0.00298 | 2.4937 |  |  |  |  | 0.37 |  | 8.3 | 11 | 0.1 | 1 | 0.29 |  | 2050
Dielectric heating |  | INDLDMTELCN6 | Industrial heating technology L MT - Dielectric heating - new 6 | MKr15 | INDELC | ILDMT | INDLWH | 2011 | 2011 | 0.95 |  | 30 | 20.115 | 0 | 94.8282 | 0.031536 | 0.5 | 0.05 |  | 0.25 |  | 0 | 0 | 0 | 0 | 0 |  | 2020
Dielectric heating |  |  |  | MKr15 |  |  | INDLWH | 2030 |  | 0.95 |  |  | 19.5116 | 0 | 94.8323 |  |  |  |  | 0.25 |  | 0 | 0 | 0 | 0 | 0 |  | 2030
Dielectric heating |  |  |  | MKr15 |  |  | INDLWH | 2050 |  | 0.95 |  |  | 18.1035 | 0 | 94.8344 |  |  |  |  | 0.25 |  | 0 | 0 | 0 | 0 | 0 |  | 2050
Infrared |  | INDLDMTELCN7 | Industrial heating technology L MT - Infrared heating - new 7 | MKr15 | INDELC | ILDMT | INDLWH | 2011 | 2011 | 0.96 |  | 30 | 2.6075 | 0 | 242.2761 | 0.031536 | 0.5 | 0.05 |  | 0.24 |  | 0 | 0 | 0 | 0 | 0 |  | 2020
Infrared |  |  |  | MKr15 |  |  | INDLWH | 2030 |  | 0.96 |  |  | 2.533 | 0 | 242.2802 |  |  |  |  | 0.24 |  | 0 | 0 | 0 | 0 | 0 |  | 2030
Infrared |  |  |  | MKr15 |  |  | INDLWH | 2050 |  | 0.96 |  |  | 2.3468 | 0 | 242.2823 |  |  |  |  | 0.24 |  | 0 | 0 | 0 | 0 | 0 |  | 2050
Electric boiler |  | INDLDHTELCN8 | Industrial heating technology L HT - Electric boiler (Steam) - new 8 | MKr15 | INDELC | ILDHT | INDLWH | 2011 | 2011 | 0.99 |  | 25 | 0.596 | 0.0079715 | 1.7901 | 0.031536 | 0.5 | 1 |  | 0.31 |  | 0 | 0 | 0 | 0 | 0 |  | 2020
Electric boiler |  |  |  | MKr15 |  |  | INDLWH | 2030 |  | 0.99 |  |  | 0.5215 | 0.007599 | 1.8108 |  |  |  |  | 0.31 |  | 0 | 0 | 0 | 0 | 0 |  | 2030
Electric boiler |  |  |  | MKr15 |  |  | INDLWH | 2050 |  | 0.99 |  |  | 0.5215 | 0.006854 | 1.6142 |  |  |  |  | 0.31 |  | 0 | 0 | 0 | 0 | 0 |  | 2050
Electric boiler |  | INDLDMTELCN8 | Industrial heating technology L MT - Electric boiler (Steam) - new 8 | MKr15 | INDELC | ILDMT | INDLWH | 2011 | 2011 | 0.99 |  | 25 | 0.596 | 0.0079715 | 1.7901 | 0.031536 | 0.5 | 1 |  | 0.21 |  | 0 | 0 | 0 | 0 | 0 |  | 2020
Electric boiler |  |  |  | MKr15 |  |  | INDLWH | 2030 |  | 0.99 |  |  | 0.5215 | 0.007599 | 1.8108 |  |  |  |  | 0.21 |  | 0 | 0 | 0 | 0 | 0 |  | 2030
Electric boiler |  |  |  | MKr15 |  |  | INDLWH | 2050 |  | 0.99 |  |  | 0.5215 | 0.006854 | 1.6142 |  |  |  |  | 0.21 |  | 0 | 0 | 0 | 0 | 0 |  | 2050
Electric boiler |  | INDLDRHELCN8 | Industrial heating technology L RH - Electric boiler (Steam) - new 8 | MKr15 | INDELC | ILDRH | INDLWH | 2011 | 2011 | 0.99 |  | 25 | 0.596 | 0.0079715 | 1.7901 | 0.031536 | 0.5 | 1 |  | 0.01 |  | 0 | 0 | 0 | 0 | 0 |  | 2020
Electric boiler |  |  |  | MKr15 |  |  | INDLWH | 2030 |  | 0.99 |  |  | 0.5215 | 0.007599 | 1.8108 |  |  |  |  | 0.01 |  | 0 | 0 | 0 | 0 | 0 |  | 2030
Electric boiler |  |  |  | MKr15 |  |  | INDLWH | 2050 |  | 0.99 |  |  | 0.5215 | 0.006854 | 1.6142 |  |  |  |  | 0.01 |  | 0 | 0 | 0 | 0 | 0 |  | 2050
Electric boiler |  | INDLDMTELCN9 | Industrial heating technology L MT - Electric boiler (Hot Water) - new 9 | MKr15 | INDELC | ILDMT | INDLWH | 2011 | 2011 | 0.99 |  | 25 | 0.5215 | 0.0079715 | 1.7901 | 0.031536 | 0.5 | 1 |  | 0.21 |  | 0 | 0 | 0 | 0 | 0 |  | 2020
Electric boiler |  |  |  | MKr15 |  |  | INDLWH | 2030 |  | 0.99 |  |  | 0.447 | 0.007599 | 1.8108 |  |  |  |  | 0.21 |  | 0 | 0 | 0 | 0 | 0 |  | 2030
Electric boiler |  |  |  | MKr15 |  |  | INDLWH | 2050 |  | 0.99 |  |  | 0.447 | 0.006854 | 1.6142 |  |  |  |  | 0.21 |  | 0 | 0 | 0 | 0 | 0 |  | 2050
Electric boiler |  | INDLDRHELCN9 | Industrial heating technology L RH - Electric boiler (Hot Water) - new 9 | MKr15 | INDELC | ILDRH | INDLWH | 2011 | 2011 | 0.99 |  | 25 | 0.5215 | 0.0079715 | 1.7901 | 0.031536 | 0.5 | 1 |  | 0.01 |  | 0 | 0 | 0 | 0 | 0 |  | 2020
Electric boiler |  |  |  | MKr15 |  |  | INDLWH | 2030 |  | 0.99 |  |  | 0.447 | 0.007599 | 1.8108 |  |  |  |  | 0.01 |  | 0 | 0 | 0 | 0 | 0 |  | 2030
Electric boiler |  |  |  | MKr15 |  |  | INDLWH | 2050 |  | 0.99 |  |  | 0.447 | 0.006854 | 1.6142 |  |  |  |  | 0.01 |  | 0 | 0 | 0 | 0 | 0 |  | 2050
Biomass boiler |  | INDLDHTWCHN1 | Industrial heating technology L HT - Wood chip boiler (Steam) - new 1 | MKr15 | INDWCH | ILDHT | INDLWH | 2011 | 2011 | 0.89 |  | 25 | 4.6055 | 0.25106 | 5.751 | 0.031536 | 0.5 | 1 |  | 0.41 |  | 11 | 63 | 11 | 3 | 10 |  | 2020
Biomass boiler |  |  |  | MKr15 |  |  | INDLWH | 2030 |  | 0.89 |  |  | 4.4023 | 0.26745 | 5.8462 |  |  |  |  | 0.41 |  | 11 | 49 | 8 | 3 | 10 |  | 2030
Biomass boiler |  |  |  | MKr15 |  |  | INDLWH | 2050 |  | 0.9 |  |  | 3.9959 | 0.25106 | 5.8938 |  |  |  |  | 0.4 |  | 11 | 41 | 4 | 1 | 10 |  | 2050
Biomass boiler |  | INDLDMTWCHN1 | Industrial heating technology L MT - Wood chip boiler (Steam) - new 1 | MKr15 | INDWCH | ILDMT | INDLWH | 2011 | 2011 | 0.89 |  | 25 | 4.6055 | 0.25106 | 5.751 | 0.031536 | 0.5 | 1 |  | 0.31 |  | 11 | 63 | 11 | 3 | 10 |  | 2020
Biomass boiler |  |  |  | MKr15 |  |  | INDLWH | 2030 |  | 0.89 |  |  | 4.4023 | 0.26745 | 5.8462 |  |  |  |  | 0.31 |  | 11 | 49 | 8 | 3 | 10 |  | 2030
Biomass boiler |  |  |  | MKr15 |  |  | INDLWH | 2050 |  | 0.9 |  |  | 3.9959 | 0.25106 | 5.8938 |  |  |  |  | 0.3 |  | 11 | 41 | 4 | 1 | 10 |  | 2050
Biomass boiler |  | INDLDRHWCHN1 | Industrial heating technology L RH - Wood chip boiler (Steam) - new 1 | MKr15 | INDWCH | ILDRH | INDLWH | 2011 | 2011 | 0.89 |  | 25 | 4.6055 | 0.25106 | 5.751 | 0.031536 | 0.5 | 1 |  | 0.11 |  | 11 | 63 | 11 | 3 | 10 |  | 2020
Biomass boiler |  |  |  | MKr15 |  |  | INDLWH | 2030 |  | 0.89 |  |  | 4.4023 | 0.26745 | 5.8462 |  |  |  |  | 0.11 |  | 11 | 49 | 8 | 3 | 10 |  | 2030
Biomass boiler |  |  |  | MKr15 |  |  | INDLWH | 2050 |  | 0.9 |  |  | 3.9959 | 0.25106 | 5.8938 |  |  |  |  | 0.1 |  | 11 | 41 | 4 | 1 | 10 |  | 2050
Biomass boiler |  | INDLDMTWCHN2 | Industrial heating technology L MT - Wood chip boiler (Steam - condensing) - new 2 | MKr15 | INDWCH | ILDMT | INDLWH | 2011 | 2011 | 1.1619 |  | 25 | 5.066 | 0.27565 | 5.751 | 0.031536 | 0.5 | 1 |  | 0.038104 |  | 11 | 63 | 11 | 3 | 10 |  | 2020
Biomass boiler |  |  |  | MKr15 |  |  | INDLWH | 2030 |  | 1.1619 |  |  | 4.8425 | 0.26745 | 5.8462 |  |  |  |  | 0.038104 |  | 11 | 49 | 8 | 3 | 10 |  | 2030
Biomass boiler |  |  |  | MKr15 |  |  | INDLWH | 2050 |  | 1.1619 |  |  | 4.3955 | 0.25106 | 5.8938 |  |  |  |  | 0.038104 |  | 11 | 41 | 4 | 1 | 10 |  | 2050
Biomass boiler |  | INDLDRHWCHN2 | Industrial heating technology L RH - Wood chip boiler (Steam - condensing) - new 2 | MKr15 | INDWCH | ILDRH | INDLWH | 2011 | 2011 | 1.1619 |  | 25 | 5.066 | 0.27565 | 5.751 | 0.031536 | 0.5 | 1 |  | 0 |  | 11 | 63 | 11 | 3 | 10 |  | 2020
Biomass boiler |  |  |  | MKr15 |  |  | INDLWH | 2030 |  | 1.1619 |  |  | 4.8425 | 0.26745 | 5.8462 |  |  |  |  | 0 |  | 11 | 49 | 8 | 3 | 10 |  | 2030
Biomass boiler |  |  |  | MKr15 |  |  | INDLWH | 2050 |  | 1.1619 |  |  | 4.3955 | 0.25106 | 5.8938 |  |  |  |  | 0 |  | 11 | 41 | 4 | 1 | 10 |  | 2050
Biomass boiler |  | INDLDMTWCHN3 | Industrial heating technology L MT - Wood chip boiler (Hot Water) - new 3 | MKr15 | INDWCH | ILDMT | INDLWH | 2011 | 2011 | 0.9 |  | 25 | 4.6055 | 0.25106 | 5.751 | 0.031536 | 0.5 | 1 |  | 0.3 |  | 11 | 63 | 11 | 3 | 10 |  | 2020
Biomass boiler |  |  |  | MKr15 |  |  | INDLWH | 2030 |  | 0.9 |  |  | 4.4023 | 0.26745 | 5.8462 |  |  |  |  | 0.3 |  | 11 | 49 | 8 | 3 | 10 |  | 2030
Biomass boiler |  |  |  | MKr15 |  |  | INDLWH | 2050 |  | 0.91 |  |  | 3.9959 | 0.25106 | 5.8938 |  |  |  |  | 0.29 |  | 11 | 41 | 4 | 1 | 10 |  | 2050
Biomass boiler |  | INDLDRHWCHN3 | Industrial heating technology L RH - Wood chip boiler (Hot Water) - new 3 | MKr15 | INDWCH | ILDRH | INDLWH | 2011 | 2011 | 0.9 |  | 25 | 4.6055 | 0.25106 | 5.751 | 0.031536 | 0.5 | 1 |  | 0.1 |  | 11 | 63 | 11 | 3 | 10 |  | 2020
Biomass boiler |  |  |  | MKr15 |  |  | INDLWH | 2030 |  | 0.9 |  |  | 4.4023 | 0.26745 | 5.8462 |  |  |  |  | 0.1 |  | 11 | 49 | 8 | 3 | 10 |  | 2030
Biomass boiler |  |  |  | MKr15 |  |  | INDLWH | 2050 |  | 0.91 |  |  | 3.9959 | 0.25106 | 5.8938 |  |  |  |  | 0.09 |  | 11 | 41 | 4 | 1 | 10 |  | 2050
Biomass boiler |  | INDLDMTWCHN4 | Industrial heating technology L MT - Wood chip boiler (Hot Water - condensing) - new 4 | MKr15 | INDWCH | ILDMT | INDLWH | 2011 | 2011 | 1.1619 |  | 25 | 5.066 | 0.27565 | 5.751 | 0.031536 | 0.5 | 1 |  | 0.038104 |  | 11 | 63 | 11 | 3 | 10 |  | 2020
Biomass boiler |  |  |  | MKr15 |  |  | INDLWH | 2030 |  | 1.1619 |  |  | 4.8425 | 0.26745 | 5.8462 |  |  |  |  | 0.038104 |  | 11 | 49 | 8 | 3 | 10 |  | 2030
Biomass boiler |  |  |  | MKr15 |  |  | INDLWH | 2050 |  | 1.1619 |  |  | 4.3955 | 0.25106 | 5.8938 |  |  |  |  | 0.038104 |  | 11 | 41 | 4 | 1 | 10 |  | 2050
Biomass boiler |  | INDLDRHWCHN4 | Industrial heating technology L RH - Wood chip boiler (Hot Water- condensing) - new 4 | MKr15 | INDWCH | ILDRH | INDLWH | 2011 | 2011 | 1.1619 |  | 25 | 5.066 | 0.27565 | 5.751 | 0.031536 | 0.5 | 1 |  | 0 |  | 11 | 63 | 11 | 3 | 10 |  | 2020
Biomass boiler |  |  |  | MKr15 |  |  | INDLWH | 2030 |  | 1.1619 |  |  | 4.8425 | 0.26745 | 5.8462 |  |  |  |  | 0 |  | 11 | 49 | 8 | 3 | 10 |  | 2030
Biomass boiler |  |  |  | MKr15 |  |  | INDLWH | 2050 |  | 1.1619 |  |  | 4.3955 | 0.25106 | 5.8938 |  |  |  |  | 0 |  | 11 | 41 | 4 | 1 | 10 |  | 2050
Direct electric heating |  | * | Industrial heating technology L HT - Direct electric heating - new 10 | MKr15 | INDELC | ILDHT | INDLWH | 2011 | 2011 | 1 |  | 12.5 | 0.447 | 0 | 0.37767 | 0.031536 | 0.5 | 0 |  | 0.3 |  | 0 | 0 | 0 | 0 | 0 |  | 2020
Direct electric heating |  | * |  | MKr15 |  |  | INDLWH | 2030 |  | 1 |  |  | 0.447 | 0 | 0.38802 |  |  |  |  | 0.3 |  | 0 | 0 | 0 | 0 | 0 |  | 2030
Direct electric heating |  | * |  | MKr15 |  |  | INDLWH | 2050 |  | 1 |  |  | 0.447 | 0 | 0.39319 |  |  |  |  | 0.3 |  | 0 | 0 | 0 | 0 | 0 |  | 2050
Direct electric heating |  | * | Industrial heating technology L MT - Direct electric heating - new 10 | MKr15 | INDELC | ILDMT | INDLWH | 2011 | 2011 | 1 |  | 12.5 | 0.447 | 0 | 0.37767 | 0.031536 | 0.5 | 0 |  | 0.2 |  | 0 | 0 | 0 | 0 | 0 |  | 2020
Direct electric heating |  | * |  | MKr15 |  |  | INDLWH | 2030 |  | 1 |  |  | 0.447 | 0 | 0.38802 |  |  |  |  | 0.2 |  | 0 | 0 | 0 | 0 | 0 |  | 2030
Direct electric heating |  | * |  | MKr15 |  |  | INDLWH | 2050 |  | 1 |  |  | 0.447 | 0 | 0.39319 |  |  |  |  | 0.2 |  | 0 | 0 | 0 | 0 | 0 |  | 2050
Oil-fired boiler_NEW |  | INDLDHTDSEN1 | Industrial heating technology L HT - Oil boiler (Steam) - new 1 | MKr15 | INDDSL, INDDSB1, INDDSB2, INDHFO, INDDSE | ILDHT | INDLWH | 2011 | 2011 | 0.94 |  | 25 | 0.40975 | 0.01341 | 2.0694 | 0.031536 | 0.5 | 1 |  | 0.36 |  | 0.5 | 25 | 0 | 0 | 0.1 |  | 2020
Oil-fired boiler_NEW |  |  |  | MKr15 |  |  | INDLWH | 2030 |  | 0.95 |  |  | 0.34699 | 0.012665 | 1.8625 |  |  |  |  | 0.35 |  | 0.5 | 20 | 0 | 0 | 0.1 |  | 2030
Oil-fired boiler_NEW |  |  |  | MKr15 |  |  | INDLWH | 2050 |  | 0.96 |  |  | 0.32814 | 0.011175 | 1.8625 |  |  |  |  | 0.34 |  | 0.5 | 15 | 0 | 0 | 0.1 |  | 2050
Oil-fired boiler_NEW |  | INDLDMTDSEN1 | Industrial heating technology L MT - Oil boiler (Steam) - new 1 | MKr15 | INDDSL, INDDSB1, INDDSB2, INDHFO, INDDSE | ILDMT | INDLWH | 2011 | 2011 | 0.94 |  | 25 | 0.40975 | 0.01341 | 2.0694 | 0.031536 | 0.5 | 1 |  | 0.26 |  | 0.5 | 25 | 0 | 0 | 0.1 |  | 2020
Oil-fired boiler_NEW |  |  |  | MKr15 |  |  | INDLWH | 2030 |  | 0.95 |  |  | 0.34699 | 0.012665 | 1.8625 |  |  |  |  | 0.25 |  | 0.5 | 20 | 0 | 0 | 0.1 |  | 2030
Oil-fired boiler_NEW |  |  |  | MKr15 |  |  | INDLWH | 2050 |  | 0.96 |  |  | 0.32814 | 0.011175 | 1.8625 |  |  |  |  | 0.24 |  | 0.5 | 15 | 0 | 0 | 0.1 |  | 2050
Oil-fired boiler_NEW |  | INDLDRHDSEN1 | Industrial heating technology L RH - Oil boiler (Steam) - new 1 | MKr15 | INDDSL, INDDSB1, INDDSB2, INDHFO, INDDSE | ILDRH | INDLWH | 2011 | 2011 | 0.94 |  | 25 | 0.40975 | 0.01341 | 2.0694 | 0.031536 | 0.5 | 1 |  | 0.06 |  | 0.5 | 25 | 0 | 0 | 0.1 |  | 2020
Oil-fired boiler_NEW |  |  |  | MKr15 |  |  | INDLWH | 2030 |  | 0.95 |  |  | 0.34699 | 0.012665 | 1.8625 |  |  |  |  | 0.05 |  | 0.5 | 20 | 0 | 0 | 0.1 |  | 2030
Oil-fired boiler_NEW |  |  |  | MKr15 |  |  | INDLWH | 2050 |  | 0.96 |  |  | 0.32814 | 0.011175 | 1.8625 |  |  |  |  | 0.04 |  | 0.5 | 15 | 0 | 0 | 0.1 |  | 2050
Oil-fired boiler_NEW |  | INDLDMTDSEN2 | Industrial heating technology L MT - Oil boiler (Steam - condensing) - new 2 | MKr15 | INDDSL, INDDSB1, INDDSB2, INDHFO, INDDSE | ILDMT | INDLWH | 2011 | 2011 | 0.95 |  | 25 | 0.3278 | 0.01341 | 2.0694 | 0.031536 | 0.5 | 1 |  | 0.25 |  | 0.5 | 25 | 0 | 0 | 0.1 |  | 2020
Oil-fired boiler_NEW |  |  |  | MKr15 |  |  | INDLWH | 2030 |  | 0.96 |  |  | 0.2776 | 0.012665 | 1.8625 |  |  |  |  | 0.24 |  | 0.5 | 20 | 0 | 0 | 0.1 |  | 2030
Oil-fired boiler_NEW |  |  |  | MKr15 |  |  | INDLWH | 2050 |  | 0.97 |  |  | 0.26251 | 0.011175 | 1.8625 |  |  |  |  | 0.23 |  | 0.5 | 15 | 0 | 0 | 0.1 |  | 2050
Oil-fired boiler_NEW |  | INDLDRHDSEN2 | Industrial heating technology L RH - Oil boiler (Steam - condensing) - new 2 | MKr15 | INDDSL, INDDSB1, INDDSB2, INDHFO, INDDSE | ILDRH | INDLWH | 2011 | 2011 | 0.95 |  | 25 | 0.3278 | 0.01341 | 2.0694 | 0.031536 | 0.5 | 1 |  | 0.05 |  | 0.5 | 25 | 0 | 0 | 0.1 |  | 2020
Oil-fired boiler_NEW |  |  |  | MKr15 |  |  | INDLWH | 2030 |  | 0.96 |  |  | 0.2776 | 0.012665 | 1.8625 |  |  |  |  | 0.04 |  | 0.5 | 20 | 0 | 0 | 0.1 |  | 2030
Oil-fired boiler_NEW |  |  |  | MKr15 |  |  | INDLWH | 2050 |  | 0.97 |  |  | 0.26251 | 0.011175 | 1.8625 |  |  |  |  | 0.03 |  | 0.5 | 15 | 0 | 0 | 0.1 |  | 2050
Natural gas boiler_NEW |  | INDLDHTDH2N1 | Industrial heating technology L HT - Gas boiler (Steam) - new 1 | MKr15 | INDNGA, INDBGA, INDSNG1, INDSNG2, INDLPG, INDSNE, INDH2 | ILDHT | INDLWH | 2011 | 2011 | 0.92 |  | 25 | 0.40636 | 0.0149 | 2.2764 | 0.031536 | 0.5 | 1 |  | 0.38 |  | 0.3 | 9 | 3 | 1 | 0.1 |  | 2020
Natural gas boiler_NEW |  |  |  | MKr15 |  |  | INDLWH | 2030 |  | 0.93 |  |  | 0.33864 | 0.014155 | 2.0694 |  |  |  |  | 0.37 |  | 0.3 | 7 | 2 | 1 | 0.1 |  | 2030
Natural gas boiler_NEW |  |  |  | MKr15 |  |  | INDLWH | 2050 |  | 0.94 |  |  | 0.33864 | 0.012665 | 2.0694 |  |  |  |  | 0.36 |  | 0.3 | 6 | 2 | 1 | 0.1 |  | 2050
Natural gas boiler_NEW |  | INDLDMTDH2N1 | Industrial heating technology L MT - Gas boiler (Steam) - new 1 | MKr15 | INDNGA, INDBGA, INDSNG1, INDSNG2, INDLPG, INDSNE, INDH2 | ILDMT | INDLWH | 2011 | 2011 | 0.92 |  | 25 | 0.40636 | 0.0149 | 2.2764 | 0.031536 | 0.5 | 1 |  | 0.28 |  | 0.3 | 9 | 3 | 1 | 0.1 |  | 2020
Natural gas boiler_NEW |  |  |  | MKr15 |  |  | INDLWH | 2030 |  | 0.93 |  |  | 0.33864 | 0.014155 | 2.0694 |  |  |  |  | 0.27 |  | 0.3 | 7 | 2 | 1 | 0.1 |  | 2030
Natural gas boiler_NEW |  |  |  | MKr15 |  |  | INDLWH | 2050 |  | 0.94 |  |  | 0.33864 | 0.012665 | 2.0694 |  |  |  |  | 0.26 |  | 0.3 | 6 | 2 | 1 | 0.1 |  | 2050
Natural gas boiler_NEW |  | INDLDRHDH2N1 | Industrial heating technology L RH - Gas boiler (Steam) - new 1 | MKr15 | INDNGA, INDBGA, INDSNG1, INDSNG2, INDLPG, INDSNE, INDH2 | ILDRH | INDLWH | 2011 | 2011 | 0.92 |  | 25 | 0.40636 | 0.0149 | 2.2764 | 0.031536 | 0.5 | 1 |  | 0.08 |  | 0.3 | 9 | 3 | 1 | 0.1 |  | 2020
Natural gas boiler_NEW |  |  |  | MKr15 |  |  | INDLWH | 2030 |  | 0.93 |  |  | 0.33864 | 0.014155 | 2.0694 |  |  |  |  | 0.07 |  | 0.3 | 7 | 2 | 1 | 0.1 |  | 2030
Natural gas boiler_NEW |  |  |  | MKr15 |  |  | INDLWH | 2050 |  | 0.94 |  |  | 0.33864 | 0.012665 | 2.0694 |  |  |  |  | 0.06 |  | 0.3 | 6 | 2 | 1 | 0.1 |  | 2050
Natural gas boiler_NEW |  | INDLDMTDH2N2 | Industrial heating technology L MT - Gas boiler (Steam - condensing) - new 2 | MKr15 | INDNGA, INDBGA, INDSNG1, INDSNG2, INDLPG, INDSNE, INDH2 | ILDMT | INDLWH | 2011 | 2011 | 1.01 |  | 25 | 0.447 | 0.0149 | 2.2764 | 0.031536 | 0.5 | 1 |  | 0.19 |  | 0.3 | 9 | 3 | 1 | 0.1 |  | 2020
Natural gas boiler_NEW |  |  |  | MKr15 |  |  | INDLWH | 2030 |  | 1.03 |  |  | 0.3725 | 0.014155 | 2.0694 |  |  |  |  | 0.17 |  | 0.3 | 7 | 2 | 1 | 0.1 |  | 2030
Natural gas boiler_NEW |  |  |  | MKr15 |  |  | INDLWH | 2050 |  | 1.03 |  |  | 0.3725 | 0.012665 | 2.0694 |  |  |  |  | 0.17 |  | 0.3 | 6 | 2 | 1 | 0.1 |  | 2050
Natural gas boiler_NEW |  | INDLDRHDH2N2 | Industrial heating technology L RH - Gas boiler (Steam - condensing) - new 2 | MKr15 | INDNGA, INDBGA, INDSNG1, INDSNG2, INDLPG, INDSNE, INDH2 | ILDRH | INDLWH | 2011 | 2011 | 1.01 |  | 25 | 0.447 | 0.0149 | 2.2764 | 0.031536 | 0.5 | 1 |  | 0 |  | 0.3 | 9 | 3 | 1 | 0.1 |  | 2020
Natural gas boiler_NEW |  |  |  | MKr15 |  |  | INDLWH | 2030 |  | 1.03 |  |  | 0.3725 | 0.014155 | 2.0694 |  |  |  |  | 0 |  | 0.3 | 7 | 2 | 1 | 0.1 |  | 2030
Natural gas boiler_NEW |  |  |  | MKr15 |  |  | INDLWH | 2050 |  | 1.03 |  |  | 0.3725 | 0.012665 | 2.0694 |  |  |  |  | 0 |  | 0.3 | 6 | 2 | 1 | 0.1 |  | 2050
Natural gas boiler_NEW |  | INDLDMTDH2N3 | Industrial heating technology L MT - Gas boiler (Hot Water) - new 3 | MKr15 | INDNGA, INDBGA, INDSNG1, INDSNG2, INDLPG, INDSNE, INDH2 | ILDMT | INDLWH | 2011 | 2011 | 0.93 |  | 25 | 0.32509 | 0.0149 | 2.2764 | 0.031536 | 0.5 | 1 |  | 0.27 |  | 0.3 | 9 | 3 | 1 | 0.1 |  | 2020
Natural gas boiler_NEW |  |  |  | MKr15 |  |  | INDLWH | 2030 |  | 0.94 |  |  | 0.27091 | 0.014155 | 2.0694 |  |  |  |  | 0.26 |  | 0.3 | 7 | 2 | 1 | 0.1 |  | 2030
Natural gas boiler_NEW |  |  |  | MKr15 |  |  | INDLWH | 2050 |  | 0.95 |  |  | 0.27091 | 0.012665 | 2.0694 |  |  |  |  | 0.25 |  | 0.3 | 6 | 2 | 1 | 0.1 |  | 2050
Natural gas boiler_NEW |  | INDLDRHDH2N3 | Industrial heating technology L RH - Gas boiler (Hot Water) - new 3 | MKr15 | INDNGA, INDBGA, INDSNG1, INDSNG2, INDLPG, INDSNE, INDH2 | ILDRH | INDLWH | 2011 | 2011 | 0.93 |  | 25 | 0.32509 | 0.0149 | 2.2764 | 0.031536 | 0.5 | 1 |  | 0.07 |  | 0.3 | 9 | 3 | 1 | 0.1 |  | 2020
Natural gas boiler_NEW |  |  |  | MKr15 |  |  | INDLWH | 2030 |  | 0.94 |  |  | 0.27091 | 0.014155 | 2.0694 |  |  |  |  | 0.06 |  | 0.3 | 7 | 2 | 1 | 0.1 |  | 2030
Natural gas boiler_NEW |  |  |  | MKr15 |  |  | INDLWH | 2050 |  | 0.95 |  |  | 0.27091 | 0.012665 | 2.0694 |  |  |  |  | 0.05 |  | 0.3 | 6 | 2 | 1 | 0.1 |  | 2050
Natural gas boiler_NEW |  | INDLDMTDH2N4 | Industrial heating technology L MT - Gas boiler (Hot Water - condensing) - new 4 | MKr15 | INDNGA, INDBGA, INDSNG1, INDSNG2, INDLPG, INDSNE, INDH2 | ILDMT | INDLWH | 2011 | 2011 | 1.01 |  | 25 | 0.3576 | 0.0149 | 2.2764 | 0.031536 | 0.5 | 1 |  | 0.19 |  | 0.3 | 9 | 3 | 1 | 0.1 |  | 2020
Natural gas boiler_NEW |  |  |  | MKr15 |  |  | INDLWH | 2030 |  | 1.03 |  |  | 0.298 | 0.014155 | 2.0694 |  |  |  |  | 0.17 |  | 0.3 | 7 | 2 | 1 | 0.1 |  | 2030
Natural gas boiler_NEW |  |  |  | MKr15 |  |  | INDLWH | 2050 |  | 1.03 |  |  | 0.298 | 0.012665 | 2.0694 |  |  |  |  | 0.17 |  | 0.3 | 6 | 2 | 1 | 0.1 |  | 2050
Natural gas boiler_NEW |  | INDLDRHDH2N4 | Industrial heating technology L RH - Gas boiler (Hot Water- condensing) - new 4 | MKr15 | INDNGA, INDBGA, INDSNG1, INDSNG2, INDLPG, INDSNE, INDH2 | ILDRH | INDLWH | 2011 | 2011 | 1.01 |  | 25 | 0.3576 | 0.0149 | 2.2764 | 0.031536 | 0.5 | 1 |  | 0 |  | 0.3 | 9 | 3 | 1 | 0.1 |  | 2020
Natural gas boiler_NEW |  |  |  | MKr15 |  |  | INDLWH | 2030 |  | 1.03 |  |  | 0.298 | 0.014155 | 2.0694 |  |  |  |  | 0 |  | 0.3 | 7 | 2 | 1 | 0.1 |  | 2030
Natural gas boiler_NEW |  |  |  | MKr15 |  |  | INDLWH | 2050 |  | 1.03 |  |  | 0.298 | 0.012665 | 2.0694 |  |  |  |  | 0 |  | 0.3 | 6 | 2 | 1 | 0.1 |  | 2050
Natural gas boiler_NEW |  | INDLDHTDH2N5 | Industrial heating technology L HT - Gas boiler (Direct firing) - new 5 | MKr15 | INDNGA, INDBGA, INDSNG1, INDSNG2, INDLPG, INDSNE, INDH2 | ILDHT | INDLWH | 2011 | 2011 | 1 |  | 15 | 0.11175 | 0.0013545 | 0.58462 | 0.031536 | 0.5 | 1 |  | 0.3 |  | 0.3 | 9 | 3 | 1 | 0.1 |  | 2020
Natural gas boiler_NEW |  |  |  | MKr15 |  |  | INDLWH | 2030 |  | 1 |  |  | 0.11175 | 0.0013207 | 0.57427 |  |  |  |  | 0.3 |  | 0.3 | 7 | 2 | 1 | 0.1 |  | 2030
Natural gas boiler_NEW |  |  |  | MKr15 |  |  | INDLWH | 2050 |  | 1 |  |  | 0.11175 | 0.0011514 | 0.57944 |  |  |  |  | 0.3 |  | 0.3 | 6 | 2 | 1 | 0.1 |  | 2050
Natural gas boiler_NEW |  | INDLDMTDH2N5 | Industrial heating technology L MT - Gas boiler (Direct firing) - new 5 | MKr15 | INDNGA, INDBGA, INDSNG1, INDSNG2, INDLPG, INDSNE, INDH2 | ILDMT | INDLWH | 2011 | 2011 | 1 |  | 25 | 0.11175 | 0.0013545 | 0.58462 | 0.031536 | 0.5 | 1 |  | 0.2 |  | 0.3 | 9 | 3 | 1 | 0.1 |  | 2020
Natural gas boiler_NEW |  |  |  | MKr15 |  |  | INDLWH | 2030 |  | 1 |  |  | 0.11175 | 0.0013207 | 0.57427 |  |  |  |  | 0.2 |  | 0.3 | 7 | 2 | 1 | 0.1 |  | 2030
Natural gas boiler_NEW |  |  |  | MKr15 |  |  | INDLWH | 2050 |  | 1 |  |  | 0.11175 | 0.0011514 | 0.57944 |  |  |  |  | 0.2 |  | 0.3 | 6 | 2 | 1 | 0.1 |  | 2050
Coal boiler |  | INDLDHTCOAN1 | Industrial heating technology L HT - Coal boiler (Steam) - new 1 | MKr15 | INDCOA | ILDHT | INDLWH | 2011 | 2011 | 0.89 |  | 25 | 3.725 | 0.25106 | 3.9382 | 0.031536 | 0.5 | 1 |  | 0.41 |  | 8 | 35 | 1.5 | 0.8 | 2.1 |  | 2020
Coal boiler |  |  |  | MKr15 |  |  | INDLWH | 2030 |  | 0.89 |  |  | 3.4699 | 0.24287 | 3.9837 |  |  |  |  | 0.41 |  | 8 | 35 | 1.5 | 0.8 | 2.1 |  | 2030
Coal boiler |  |  |  | MKr15 |  |  | INDLWH | 2050 |  | 0.91 |  |  | 3.2814 | 0.22797 | 4.0064 |  |  |  |  | 0.39 |  | 8 | 35 | 1.5 | 0.8 | 2.1 |  | 2050
Coal boiler |  | INDLDMTCOAN1 | Industrial heating technology L MT - Coal boiler (Steam) - new 1 | MKr15 | INDCOA | ILDMT | INDLWH | 2011 | 2011 | 0.89 |  | 25 | 3.725 | 0.25106 | 3.9382 | 0.031536 | 0.5 | 1 |  | 0.31 |  | 8 | 35 | 1.5 | 0.8 | 2.1 |  | 2020
Coal boiler |  |  |  | MKr15 |  |  | INDLWH | 2030 |  | 0.89 |  |  | 3.4699 | 0.24287 | 3.9837 |  |  |  |  | 0.31 |  | 8 | 35 | 1.5 | 0.8 | 2.1 |  | 2030
Coal boiler |  |  |  | MKr15 |  |  | INDLWH | 2050 |  | 0.91 |  |  | 3.2814 | 0.22797 | 4.0064 |  |  |  |  | 0.29 |  | 8 | 35 | 1.5 | 0.8 | 2.1 |  | 2050
Coal boiler |  | INDLDRHCOAN1 | Industrial heating technology L RH - Coal boiler (Steam) - new 1 | MKr15 | INDCOA | ILDRH | INDLWH | 2011 | 2011 | 0.89 |  | 25 | 3.725 | 0.25106 | 3.9382 | 0.031536 | 0.5 | 1 |  | 0.11 |  | 8 | 35 | 1.5 | 0.8 | 2.1 |  | 2020
Coal boiler |  |  |  | MKr15 |  |  | INDLWH | 2030 |  | 0.89 |  |  | 3.4699 | 0.24287 | 3.9837 |  |  |  |  | 0.11 |  | 8 | 35 | 1.5 | 0.8 | 2.1 |  | 2030
Coal boiler |  |  |  | MKr15 |  |  | INDLWH | 2050 |  | 0.91 |  |  | 3.2814 | 0.22797 | 4.0064 |  |  |  |  | 0.09 |  | 8 | 35 | 1.5 | 0.8 | 2.1 |  | 2050
Coal boiler |  | INDLDMTCOAN2 | Industrial heating technology L MT - Coal boiler (Hot Water) - new 2 | MKr15 | INDCOA | ILDMT | INDLWH | 2011 | 2011 | 0.89 |  | 25 | 3.725 | 0.25106 | 3.9382 | 0.031536 | 0.5 | 1 |  | 0.31 |  | 8 | 35 | 1.5 | 0.8 | 2.1 |  | 2020
Coal boiler |  |  |  | MKr15 |  |  | INDLWH | 2030 |  | 0.89 |  |  | 3.725 | 0.24287 | 3.9837 |  |  |  |  | 0.31 | [7 empty] | 2030
Coal boiler |  |  |  | MKr15 |  |  | INDLWH | 2050 |  | 0.91 |  |  | 3.725 | 0.22797 | 4.0064 |  |  |  |  | 0.29 | [7 empty] | 2050
Coal boiler |  | INDLDRHCOAN2 | Industrial heating technology L RH - Coal boiler (Hot Water) - new 2 | MKr15 | INDCOA | ILDRH | INDLWH | 2011 | 2011 | 0.89 |  | 25 | 3.725 | 0.25106 | 3.9382 | 0.031536 | 0.5 | 1 |  | 0.11 |  | 8 | 35 | 1.5 | 0.8 | 2.1 |  | 2020
Coal boiler |  |  |  | MKr15 |  |  | INDLWH | 2030 |  | 0.89 |  |  | 3.725 | 0.24287 | 3.9837 |  |  |  |  | 0.11 | [7 empty] | 2030
Coal boiler |  |  |  | MKr15 |  |  | INDLWH | 2050 |  | 0.91 |  |  | 3.725 | 0.22797 | 4.0064 |  |  |  |  | 0.09 | [7 empty] | 2050
Solar heating |  | INDLDRHSOLN1 | Industrial heating technology L RH - Solar - new 1 | MKr15 | INDSOL | ILDRH |  | 2011 | 2011 | 1 |  | 25 | 4.2857 | 0.02066 | 0 | 0.031536 | 0.09 | 1 |  |  |  | 0 | 0 | 0 | 0 | 0 |  | 2020
Solar heating |  |  |  | MKr15 |  |  |  | 2030 |  | 1 |  | 30 | 3.9286 | 0.023281 | 0 | [12 empty] | 2030
Solar heating |  |  |  | MKr15 |  |  |  | 2050 |  | 1 |  | 30 | 3.5714 | 0.021499 | 0 | [12 empty] | 2050
|  | * Heat Exchangers |  | MKr15
|  | INDLDRHHCEN1 | Industrial heating technology L RH - central district heating - within DH area - new 1 | MKr15 | INDHCE | ILDRH |  | 2011 | 2011 | 0.96 |  | 30 | 1.17 | 0.058736 | 1.9463 | 0.031536 | 0.5
|  | INDLDRHHDEN1 | Industrial heating technology L RH - decentral district heating - within DH area - new 1 | MKr15 | INDHDE | ILDRH |  | 2011 | 2011 | 0.96 |  | 30 | 1.25 | 0.058736 | 1.9463 | 0.031536 | 0.5
|  | * Electric appliances |  | MKr15
|  | INDLDLAELCN1 | Industry L LA Electricity Light Appliance - New 1 | MKr15 | INDELC | ILDLA |  | 2011 | 2011 | 1 |  | 10 |  |  |  |  | 0.9
|  |  |  | MKr15 |  |  |  | 2020
|  |  |  | MKr15 |  |  |  | 2030
|  |  |  | MKr15 |  |  |  | 2050
|  | INDLDEMELCN1 | Industry L EM Electricity Motors - New 1 | MKr15 | INDELC | ILDEM |  | 2011 | 2011 | 1 |  | 10 |  |  |  |  | 0.9
|  |  |  | MKr15 |  |  |  | 2020
|  |  |  | MKr15 |  |  |  | 2030
|  |  |  | MKr15 |  |  |  | 2050
|  | INDLDTFDSLN1 | Industry L TF Tractors, Trucks, Fishing boats - New 1 | MKr15 | INDDSL, INDDSB1, INDDSB2, INDHFO, INDDSE | ILDTF |  | 2011 | 2011 | 1 |  | 10 |  |  |  |  | 0.9
|  |  |  | MKr15 |  |  |  | 2020
|  |  |  | MKr15 |  |  |  | 2030
|  |  |  | MKr15 |  |  |  | 2050
|  | INDLDFLDH2N1 | Industry L TF Forklifts - New 1 | MKr15 | INDNGA, INDBGA, INDSNG1, INDSNG2, INDLPG, INDSNE, INDH2 | ILDFL |  | 2011 | 2011 | 1 |  | 10 |  |  |  |  | 0.9
|  |  |  | MKr15 |  |  |  | 2020
|  |  |  | MKr15 |  |  |  | 2030
|  |  |  | MKr15 |  |  |  | 2050
~FI_Process
| Sets | TechName | TechDesc | Tact | Tcap | Tslvl | PrimaryCG | Vintage
| *Process Set Membership | Technology Name | Technology Description | Activity Unit | Capacity Unit | TimeSlice level of Process Activity | Primary Commodity Group | Vintage Tracking
| DMD | INDLDMTELCN1 | Industrial heating technology L MT - Heat pump utilizing waste heat - new 1 | PJ | MW | DAYNITE |  | yes
| DMD | INDLDRHELCN1 | Industrial heating technology L RH - Heat pump utilizing waste heat - new 1 | PJ | MW | DAYNITE |  | yes
| * | * | Industrial heating technology L MT - Heat pump utilizing waste heat - new 1 | PJ | MW | DAYNITE |  | yes
| DMD | INDLDRHELCN2 | Industrial heating technology L RH - Heat driven heat pump utilizing waste heat - new 2 | PJ | MW | DAYNITE |  | yes
| DMD | INDLDMTELCN3 | Industrial heating technology L MT - High Temp abs. Heat pump utilizing waste heat - new 3 | PJ | MW | DAYNITE |  | yes
| DMD | INDLDRHELCN3 | Industrial heating technology L RH - High Temp abs. Heat pump utilizing waste heat - new 3 | PJ | MW | DAYNITE |  | yes
| DMD | INDLDMTELCN4 | Industrial heating technology L MT - Booster Heat pump utilizing waste heat - new 4 | PJ | MW | DAYNITE |  | yes
| DMD | INDLDRHELCN4 | Industrial heating technology L RH - Booster Heat pump utilizing waste heat - new 4 | PJ | MW | DAYNITE |  | yes
| DMD | INDLDMTELCN5 | Industrial heating technology L MT - MVR utilizing waste heat - new 5 | PJ | MW |  |  | yes
| * | * | Industrial heating technology L MT - Heat pump utilizing waste heat - new 1 | PJ | MW | DAYNITE |  | yes
| DMD | INDLDMTELCN6 | Industrial heating technology L MT - Dielectric heating - new 6 | PJ | MW | DAYNITE |  | yes
| DMD | INDLDMTELCN7 | Industrial heating technology L MT - Infrared heating - new 7 | PJ | MW | DAYNITE |  | yes
| DMD | INDLDHTELCN8 | Industrial heating technology L HT - Electric boiler (Steam) - new 8 | PJ | MW | DAYNITE |  | yes
| DMD | INDLDMTELCN8 | Industrial heating technology L MT - Electric boiler (Steam) - new 8 | PJ | MW | DAYNITE |  | yes
| DMD | INDLDRHELCN8 | Industrial heating technology L RH - Electric boiler (Steam) - new 8 | PJ | MW | DAYNITE |  | yes
| DMD | INDLDMTELCN9 | Industrial heating technology L MT - Electric boiler (Hot Water) - new 9 | PJ | MW | DAYNITE |  | yes
| DMD | INDLDRHELCN9 | Industrial heating technology L RH - Electric boiler (Hot Water) - new 9 | PJ | MW | DAYNITE |  | yes
| DMD | INDLDHTWCHN1 | Industrial heating technology L HT - Wood chip boiler (Steam) - new 1 | PJ | MW |  |  | yes
| DMD | INDLDMTWCHN1 | Industrial heating technology L MT - Wood chip boiler (Steam) - new 1 | PJ | MW |  |  | yes
| DMD | INDLDRHWCHN1 | Industrial heating technology L RH - Wood chip boiler (Steam) - new 1 | PJ | MW |  |  | yes
| DMD | INDLDMTWCHN2 | Industrial heating technology L MT - Wood chip boiler (Steam - condensing) - new 2 | PJ | MW |  |  | yes
| DMD | INDLDRHWCHN2 | Industrial heating technology L RH - Wood chip boiler (Steam - condensing) - new 2 | PJ | MW |  |  | yes
| DMD | INDLDMTWCHN3 | Industrial heating technology L MT - Wood chip boiler (Hot Water) - new 3 | PJ | MW |  |  | yes
| DMD | INDLDRHWCHN3 | Industrial heating technology L RH - Wood chip boiler (Hot Water) - new 3 | PJ | MW |  |  | yes
| DMD | INDLDMTWCHN4 | Industrial heating technology L MT - Wood chip boiler (Hot Water - condensing) - new 4 | PJ | MW |  |  | yes
| DMD | INDLDRHWCHN4 | Industrial heating technology L RH - Wood chip boiler (Hot Water- condensing) - new 4 | PJ | MW |  |  | yes
| * | * | Industrial heating technology L MT - Heat pump utilizing waste heat - new 1 | PJ | MW | DAYNITE |  | yes
| * | * | Industrial heating technology L MT - Heat pump utilizing waste heat - new 1 | PJ | MW | DAYNITE |  | yes
| DMD | INDLDHTDSEN1 | Industrial heating technology L HT - Oil boiler (Steam) - new 1 | PJ | MW |  |  | yes
| DMD | INDLDMTDSEN1 | Industrial heating technology L MT - Oil boiler (Steam) - new 1 | PJ | MW |  |  | yes
| DMD | INDLDRHDSEN1 | Industrial heating technology L RH - Oil boiler (Steam) - new 1 | PJ | MW |  |  | yes
| DMD | INDLDMTDSEN2 | Industrial heating technology L MT - Oil boiler (Steam - condensing) - new 2 | PJ | MW |  |  | yes
| DMD | INDLDRHDSEN2 | Industrial heating technology L RH - Oil boiler (Steam - condensing) - new 2 | PJ | MW |  |  | yes
| DMD | INDLDHTDH2N1 | Industrial heating technology L HT - Gas boiler (Steam) - new 1 | PJ | MW |  |  | yes
| DMD | INDLDMTDH2N1 | Industrial heating technology L MT - Gas boiler (Steam) - new 1 | PJ | MW |  |  | yes
| DMD | INDLDRHDH2N1 | Industrial heating technology L RH - Gas boiler (Steam) - new 1 | PJ | MW |  |  | yes
| DMD | INDLDMTDH2N2 | Industrial heating technology L MT - Gas boiler (Steam - condensing) - new 2 | PJ | MW |  |  | yes
| DMD | INDLDRHDH2N2 | Industrial heating technology L RH - Gas boiler (Steam - condensing) - new 2 | PJ | MW |  |  | yes
| DMD | INDLDMTDH2N3 | Industrial heating technology L MT - Gas boiler (Hot Water) - new 3 | PJ | MW |  |  | yes
| DMD | INDLDRHDH2N3 | Industrial heating technology L RH - Gas boiler (Hot Water) - new 3 | PJ | MW |  |  | yes
| DMD | INDLDMTDH2N4 | Industrial heating technology L MT - Gas boiler (Hot Water - condensing) - new 4 | PJ | MW |  |  | yes
| DMD | INDLDRHDH2N4 | Industrial heating technology L RH - Gas boiler (Hot Water- condensing) - new 4 | PJ | MW |  |  | yes
| DMD | INDLDHTDH2N5 | Industrial heating technology L HT - Gas boiler (Direct firing) - new 5 | PJ | MW |  |  | yes
| DMD | INDLDMTDH2N5 | Industrial heating technology L MT - Gas boiler (Direct firing) - new 5 | PJ | MW |  |  | yes
| DMD | INDLDHTCOAN1 | Industrial heating technology L HT - Coal boiler (Steam) - new 1 | PJ | MW |  |  | yes
| DMD | INDLDMTCOAN1 | Industrial heating technology L MT - Coal boiler (Steam) - new 1 | PJ | MW |  |  | yes
| DMD | INDLDRHCOAN1 | Industrial heating technology L RH - Coal boiler (Steam) - new 1 | PJ | MW |  |  | yes
| DMD | INDLDMTCOAN2 | Industrial heating technology L MT - Coal boiler (Hot Water) - new 2 | PJ | MW |  |  | yes
| DMD | INDLDRHCOAN2 | Industrial heating technology L RH - Coal boiler (Hot Water) - new 2 | PJ | MW |  |  | yes
| DMD | INDLDRHSOLN1 | Industrial heating technology L RH - Solar - new 1 | PJ | MW | DAYNITE |  | yes
| DMD | INDLDRHHCEN1 | Industrial heating technology L RH - central district heating - within DH area - new 1 | PJ | MW | DAYNITE |  | yes
| DMD | INDLDRHHDEN1 | Industrial heating technology L RH - decentral district heating - within DH area - new 1 | PJ | MW | DAYNITE |  | yes
| DMD | INDLDLAELCN1 | Industry L LA Electricity Light Appliance - New 1 | PJ | MW | DAYNITE |  | yes
| DMD | INDLDEMELCN1 | Industry L EM Electricity Motors - New 1 | PJ | MW | DAYNITE |  | yes
| DMD | INDLDTFDSLN1 | Industry L TF Tractors, Trucks, Fishing boats - New 1 | PJ | MW |  |  | yes
| DMD | INDLDFLDH2N1 | Industry L TF Forklifts - New 1 | PJ | MW |  |  | yes
~FI_Comm
CSet | Region | CommName | CommDesc | Unit | LimType | CTSLvl | PeakTS | Ctype
*Commodity Set Membership | Region Name | Commodity Name | Commodity Description | Unit | Sense of the Balance EQN. | Timeslice Level | Peak Monitoring | Electricity Indicator
ENV |  | ILDSOx | Industrial heating heating technology L - SOx emission | g/GJ
|  | ILDNOx | Industrial heating heating technology L - NOx emission | g/GJ
|  | ILDCH4 | Industrial heating heating technology L - CH4 emission | g/GJ
|  | ILDNO2 | Industrial heating heating technology L - NO2 emission | g/GJ
|  | ILDPM | Industrial heating heating technology L - Particle emission | g/GJ
NRG |  | INDLWH | Industrial heating technology L - Waste heat | PJ |  | DAYNITE
Note on E1: Andreas Helk ¦ Viegand Maagøe: Input for each sheet - Choose between the categories from the ENS catalogue. Used for looking up potentials
Note on S1: Andreas Helk ¦ Viegand Maagøe: Column number for looking up the right FLO_MARK (direct or indirect technologies)
Note on U1: Andreas Helk ¦ Viegand Maagøe: Values should be updated- current ones are placeholders! Base input for calculating waste heat in industry. Factor that estimates how much waste heat is generated within HT, MT and RH due to the processes involved and not the technology i.e. drying processes, evaporation, distilling etc. Should be sector-specific depending on the processes within each sector.
Note on E2: Andreas Helk ¦ Viegand Maagøe: Write a sector name for TechDesc and Comm-OUT
Note on G6: Andreas Helk ¦ Viegand Maagøe: Heat pumps are set to use both electricity and waste heat within industries.
Note on I6: Andreas Helk ¦ Viegand Maagøe: Boilers are also set to give out waste heat
Note on M6: Andreas Helk ¦ Viegand Maagøe: For heat pumps the COP value is loaded here for calculating the input shares. (* means that TIMES does not read the column)
Note on S6: Andreas Helk ¦ Viegand Maagøe: Consider looking into updating these
Note on X6: Maurizio Gargiulo: It is not possible to use the parameter like in here because we have more than one COMM-OUT. If you try to join the two tables you will get an error. We should move these information in a scenario file
Note on M9: Andreas Helk ¦ Viegand Maagøe: Heat pump COP is written in this column since they are not using air as heat source, but using the waste heat within the industry.
Note on T33: Andreas Helk ¦ Viegand Maagøe: Assumed that the traditional heat pumps are prioritized first, so the Abs. heat pump potential is what is left.
Note on T45: Andreas Helk ¦ Viegand Maagøe: Assumed that the traditional heat pumps are prioritized first, so the Booster heat pump potential is what is left.
Note on T183: Andreas Helk ¦ Viegand Maagøe: Not a part of the technology catalogue - manual input
Note on O187: Stefan Petrovic: =L6*0.95 was previously

## IND_Vehicles_new
|  | Sector name: | 5.Metals, machinery and electronics | [13 empty] | Direct | Indirect | WH Base input: | HT | 0.3
|  |  | Vehicles | [13 empty] | 13 | 14 |  | MT | 0.2
[20 empty] | RH | 0
~FI_T
Sheet names (for lookups) |  | TechName | *TechDesc | CURR | Comm-IN | Comm-OUT | Comm-OUT-A | YEAR | START | EFF | *COP | LIFE | INVCOST | FIXOM | VAROM | CAP2ACT | AFA | FLO_MARK | Share-I~UP | VDA_FLOP |  | FEMIS~IVDSOx | FEMIS~IVDNOx | FEMIS~IVDCH4 | FEMIS~IVDNO2 | FEMIS~IVDPM | * Source | Lookup year | Input~ELCC | EFF heat pumps moved to Trans file
*PlantName
|  | * | [10 empty] | Mkr/MW | Mkr/MW/year | Mkr/PJ | Factor | Factor |  |  |  |  | g/GJ | g/GJ | g/GJ | g/GJ | g/GJ
Trad. Heat pump 80C |  | INDVDMTELCN1 | Industrial heating technology Vehicles MT - Heat pump utilizing waste heat - new 1 | MKr15 | INDELC | IVDMT |  | 2020 | 2020 | 1 | 4.4755 | 20 | 5.4385 | 0.0149 | 6.7464 | 0.031536 | 0.5 | 0.14 | 0.22567 |  |  | 0 | 0 | 0 | 0 | 0 |  | 2020
Trad. Heat pump 80C |  |  |  | MKr15 | INDVWH | [13 empty] | 0.77433
Trad. Heat pump 80C |  |  |  | MKr15 | INDELC | IVDMT |  | 2030 |  | 1 | 4.5793 |  | 4.8425 | 0.0149 | 6.6222 |  |  |  | 0.22056 |  |  | 0 | 0 | 0 | 0 | 0 |  | 2030
Trad. Heat pump 80C |  |  |  | MKr15 | INDVWH | [13 empty] | 0.77944 | [11 empty] | Sector | Vehicles
Trad. Heat pump 80C |  |  |  | MKr15 | INDELC | IVDMT |  | 2050 |  | 1 | 4.7191 |  | 4.321 | 0.0149 | 6.4567 |  |  |  | 0.21402 |  |  | 0 | 0 | 0 | 0 | 0 |  | 2050 |  |  | IVDHT | Industry Vehicles Demand Heat High Temp. over 150C
Trad. Heat pump 80C |  |  |  | MKr15 | INDVWH | [13 empty] | 0.78598 | [11 empty] | IVDMT | Industry Vehicles Demand Heat Medium Temp. up to 150C
Trad. Heat pump 80C |  | INDVDRHELCN1 | Industrial heating technology Vehicles RH - Heat pump utilizing waste heat - new 1 | MKr15 | INDELC | IVDRH |  | 2020 | 2020 | 1 | 4.4755 | 20 | 5.4385 | 0.0149 | 6.7464 | 0.031536 | 0.5 | 1 | 0.22567 |  |  | 0 | 0 | 0 | 0 | 0 |  | 2020 |  |  | IVDRH | Industry Vehicles Demand Heat Room Heat
Trad. Heat pump 80C |  |  |  | MKr15 | INDVWH | [13 empty] | 0.77433 | [11 empty] | IVDLA | Industry Vehicles Demand Light Appliances
Trad. Heat pump 80C |  |  |  | MKr15 | INDELC | IVDRH |  | 2030 |  | 1 | 4.5793 |  | 4.8425 | 0.0149 | 6.6222 |  |  |  | 0.22056 |  |  | 0 | 0 | 0 | 0 | 0 |  | 2030 |  |  | IVDEM | Industry Vehicles Demand Electric Motors
Trad. Heat pump 80C |  |  |  | MKr15 | INDVWH | [13 empty] | 0.77944 | [11 empty] | IVDTF | Industry Vehicles Demand Tractors, Trucks, Fishing boats, Forest machines
Trad. Heat pump 80C |  |  |  | MKr15 | INDELC | IVDRH |  | 2050 |  | 1 | 4.7191 |  | 4.321 | 0.0149 | 6.4567 |  |  |  | 0.21402 |  |  | 0 | 0 | 0 | 0 | 0 |  | 2050 |  |  | IVDFL | Industry Vehicles Demand Forklifts
Trad. Heat pump 80C |  |  |  | MKr15 | INDVWH | [13 empty] | 0.78598 | [11 empty] | INDVWH | Industry Vehicles Waste Heat
Heat driven Heat pump 80C |  | * | Industrial heating technology Vehicles MT - Heat driven heat pump utilizing waste heat - new 2 | MKr15 | INDELC | IVDMT |  | 2020 | 2020 | 1 | 1.68 | 20 | 4.172 | 0.0149 | 2.0901 | 0.031536 | 0.5 | 0 | 0.60119 |  |  | 0 | 0 | 0 | 0 | 0 |  | 2020
Heat driven Heat pump 80C |  | * |  | MKr15 | INDVWH | [13 empty] | 0.39881 | [11 empty] | 1
Heat driven Heat pump 80C |  | * |  | MKr15 | INDELC | IVDMT |  | 2030 |  | 1 | 1.69 |  | 3.7995 | 0.0149 | 2.0694 |  |  |  | 0.59763 |  |  | 0 | 0 | 0 | 0 | 0 |  | 2030 |  |  | 2
Heat driven Heat pump 80C |  | * |  | MKr15 | INDVWH | [13 empty] | 0.40237 | [11 empty] | 3
Heat driven Heat pump 80C |  | * |  | MKr15 | INDELC | IVDMT |  | 2050 |  | 1 | 1.71 |  | 3.427 | 0.0149 | 2.0488 |  |  |  | 0.59064 |  |  | 0 | 0 | 0 | 0 | 0 |  | 2050 |  |  | 4
Heat driven Heat pump 80C |  | * |  | MKr15 | INDVWH | [13 empty] | 0.40936 | [11 empty] | 5 | 1.Food, beverages and tobacco
Heat driven Heat pump 80C |  | INDVDRHELCN2 | Industrial heating technology Vehicles RH - Heat driven heat pump utilizing waste heat - new 2 | MKr15 | INDELC | IVDRH |  | 2020 | 2020 | 1 | 1.68 | 20 | 4.172 | 0.0149 | 2.0901 | 0.031536 | 0.5 | 1 | 0.60119 |  |  | 0 | 0 | 0 | 0 | 0 |  | 2020 |  |  | 6
Heat driven Heat pump 80C |  |  |  | MKr15 | INDVWH | [13 empty] | 0.39881 | [11 empty] | 7 | 2.Commodity production
Heat driven Heat pump 80C |  |  |  | MKr15 | INDELC | IVDRH |  | 2030 |  | 1 | 1.69 |  | 3.7995 | 0.0149 | 2.0694 |  |  |  | 0.59763 |  |  | 0 | 0 | 0 | 0 | 0 |  | 2030 |  |  | 8
Heat driven Heat pump 80C |  |  |  | MKr15 | INDVWH | [13 empty] | 0.40237 | [11 empty] | 9 | 3.Cement and non-metallic mineral (+Extraction of gravel and stone)
Heat driven Heat pump 80C |  |  |  | MKr15 | INDELC | IVDRH |  | 2050 |  | 1 | 1.71 |  | 3.427 | 0.0149 | 2.0488 |  |  |  | 0.59064 |  |  | 0 | 0 | 0 | 0 | 0 |  | 2050 |  |  | 10
Heat driven Heat pump 80C |  |  |  | MKr15 | INDVWH | [13 empty] | 0.40936 | [11 empty] | 11 | 4.Chemical industry
High Temp abs. Heat pump 150C |  | INDVDMTELCN3 | Industrial heating technology Vehicles MT - High Temp abs. Heat pump utilizing waste heat - new 3 | MKr15 | INDELC | IVDMT |  | 2020 | 2020 | 1 | 2.75 | 20 | 7.1395 | 0.0072265 | 6.7464 | 0.031536 | 0.5 | 0.16 | 0.36727 |  |  | 0 | 0 | 0 | 0 | 0 |  | 2020 |  |  | 12
High Temp abs. Heat pump 150C |  |  |  | MKr15 | INDVWH | [13 empty] | 0.63273 | [11 empty] | 13 | 5.Metals, machinery and electronics
High Temp abs. Heat pump 150C |  |  |  | MKr15 | INDELC | IVDMT |  | 2030 |  | 1 | 2.875 |  | 6.3823 | 0.0064815 | 6.6222 |  |  |  | 0.3513 |  |  | 0 | 0 | 0 | 0 | 0 |  | 2030 |  |  | 14
High Temp abs. Heat pump 150C |  |  |  | MKr15 | INDVWH | [13 empty] | 0.6487
High Temp abs. Heat pump 150C |  |  |  | MKr15 | INDELC | IVDMT |  | 2050 |  | 1 | 3.025 |  | 5.7365 | 0.005364 | 6.4567 |  |  |  | 0.33388 |  |  | 0 | 0 | 0 | 0 | 0 |  | 2050
High Temp abs. Heat pump 150C |  |  |  | MKr15 | INDVWH | [13 empty] | 0.66612
High Temp abs. Heat pump 150C |  | INDVDRHELCN3 | Industrial heating technology Vehicles RH - High Temp abs. Heat pump utilizing waste heat - new 3 | MKr15 | INDELC | IVDRH |  | 2020 | 2020 | 1 | 2.75 | 20 | 7.1395 | 0.0072265 | 6.7464 | 0.031536 | 0.5 | 1 | 0.36727 |  |  | 0 | 0 | 0 | 0 | 0 |  | 2020
High Temp abs. Heat pump 150C |  |  |  | MKr15 | INDVWH | [13 empty] | 0.63273
High Temp abs. Heat pump 150C |  |  |  | MKr15 | INDELC | IVDRH |  | 2030 |  | 1 | 2.875 |  | 6.3823 | 0.0064815 | 6.6222 |  |  |  | 0.3513 |  |  | 0 | 0 | 0 | 0 | 0 |  | 2030
High Temp abs. Heat pump 150C |  |  |  | MKr15 | INDVWH | [13 empty] | 0.6487
High Temp abs. Heat pump 150C |  |  |  | MKr15 | INDELC | IVDRH |  | 2050 |  | 1 | 3.025 |  | 5.7365 | 0.005364 | 6.4567 |  |  |  | 0.33388 |  |  | 0 | 0 | 0 | 0 | 0 |  | 2050
High Temp abs. Heat pump 150C |  |  |  | MKr15 | INDVWH | [13 empty] | 0.66612
Booster Heat pump 150C |  | INDVDMTELCN4 | Industrial heating technology Vehicles MT - Booster Heat pump utilizing waste heat - new 4 | MKr15 | INDELC | IVDMT |  | 2020 | 2020 | 1 | 1.93 | 20 | 12.1589 | 0.0149 | 7.1189 | 0.031536 | 0.5 | 0.47 | 0.52332 |  |  | 0 | 0 | 0 | 0 | 0 |  | 2020
Booster Heat pump 150C |  |  |  | MKr15 | INDVWH | [13 empty] | 0.47668
Booster Heat pump 150C |  |  |  | MKr15 | INDELC | IVDMT |  | 2030 |  | 1 | 1.9894 |  | 9.8571 | 0.0149 | 6.974 |  |  |  | 0.50769 |  |  | 0 | 0 | 0 | 0 | 0 |  | 2030
Booster Heat pump 150C |  |  |  | MKr15 | INDVWH | [13 empty] | 0.49231
Booster Heat pump 150C |  |  |  | MKr15 | INDELC | IVDMT |  | 2050 |  | 1 | 2.051 |  | 6.9559 | 0.0149 | 6.7878 |  |  |  | 0.49245 |  |  | 0 | 0 | 0 | 0 | 0 |  | 2050
Booster Heat pump 150C |  |  |  | MKr15 | INDVWH | [13 empty] | 0.50755
Booster Heat pump 150C |  | INDVDRHELCN4 | Industrial heating technology Vehicles RH - Booster Heat pump utilizing waste heat - new 4 | MKr15 | INDELC | IVDRH |  | 2020 | 2020 | 1 | 1.93 | 20 | 12.1589 | 0.0149 | 7.1189 | 0.031536 | 0.5 | 1 | 0.52332 |  |  | 0 | 0 | 0 | 0 | 0 |  | 2020
Booster Heat pump 150C |  |  |  | MKr15 | INDVWH | [13 empty] | 0.47668
Booster Heat pump 150C |  |  |  | MKr15 | INDELC | IVDRH |  | 2030 |  | 1 | 1.9894 |  | 9.8571 | 0.0149 | 6.974 |  |  |  | 0.50769 |  |  | 0 | 0 | 0 | 0 | 0 |  | 2030
Booster Heat pump 150C |  |  |  | MKr15 | INDVWH | [13 empty] | 0.49231
Booster Heat pump 150C |  |  |  | MKr15 | INDELC | IVDRH |  | 2050 |  | 1 | 2.051 |  | 6.9559 | 0.0149 | 6.7878 |  |  |  | 0.49245 |  |  | 0 | 0 | 0 | 0 | 0 |  | 2050
Booster Heat pump 150C |  |  |  | MKr15 | INDVWH | [13 empty] | 0.50755
MVR |  | INDVDMTELCN5 | Industrial heating technology Vehicles MT - MVR utilizing waste heat - new 5 | MKr15 | INDELC | IVDMT |  | 2020 | 2020 | 1 | 12.1 | 25 | 2.6075 | 0.0149 | 5.2357 | 0.031536 | 0.5 | 0.06 | 0.083471 |  |  | 0 | 0 | 0 | 0 | 0 |  | 2020
MVR |  |  |  | MKr15 | INDVWH | [13 empty] | 0.91653
MVR |  |  |  | MKr15 | INDELC | IVDMT |  | 2030 |  | 1 | 12.7 |  | 2.4585 | 0.0149 | 5.0701 |  |  |  | 0.079528 |  |  | 0 | 0 | 0 | 0 | 0 |  | 2030
MVR |  |  |  | MKr15 | INDVWH | [13 empty] | 0.92047
MVR |  |  |  | MKr15 | INDELC | IVDMT |  | 2050 |  | 1 | 13.8 |  | 2.3095 | 0.0149 | 4.8839 |  |  |  | 0.073188 |  |  | 0 | 0 | 0 | 0 | 0 |  | 2050
MVR |  |  |  | MKr15 | INDVWH | [13 empty] | 0.92681
Hotdisc |  | * | Industrial heating technology Vehicles HT - Hotdisc - new 1 | MKr15 | INDWST | IVDHT | INDVWH | 2011 | 2011 | 0.9 |  | 20 | 3.725 | 0.00298 | 2.4316 | 0.031536 | 0.5 | 0 |  | 0.4 |  | 8.3 | 56 | 0.1 | 1 | 0.29 |  | 2020
Hotdisc |  | * |  | MKr15 |  |  | INDVWH | 2030 |  | 0.91 |  |  | 3.4643 | 0.00298 | 2.473 |  |  |  |  | 0.39 |  | 8.3 | 45 | 0.1 | 1 | 0.29 |  | 2030
Hotdisc |  | * |  | MKr15 |  |  | INDVWH | 2050 |  | 0.93 |  |  | 3.3525 | 0.00298 | 2.4937 |  |  |  |  | 0.37 |  | 8.3 | 11 | 0.1 | 1 | 0.29 |  | 2050
Dielectric heating |  | * | Industrial heating technology Vehicles MT - Dielectric heating - new 6 | MKr15 | INDELC | IVDMT | INDVWH | 2011 | 2011 | 0.95 |  | 30 | 20.115 | 0 | 94.8282 | 0.031536 | 0.5 | 0 |  | 0.25 |  | 0 | 0 | 0 | 0 | 0 |  | 2020
Dielectric heating |  | * |  | MKr15 |  |  | INDVWH | 2030 |  | 0.95 |  |  | 19.5116 | 0 | 94.8323 |  |  |  |  | 0.25 |  | 0 | 0 | 0 | 0 | 0 |  | 2030
Dielectric heating |  | * |  | MKr15 |  |  | INDVWH | 2050 |  | 0.95 |  |  | 18.1035 | 0 | 94.8344 |  |  |  |  | 0.25 |  | 0 | 0 | 0 | 0 | 0 |  | 2050
Infrared |  | INDVDMTELCN7 | Industrial heating technology Vehicles MT - Infrared heating - new 7 | MKr15 | INDELC | IVDMT | INDVWH | 2011 | 2011 | 0.96 |  | 30 | 2.6075 | 0 | 242.2761 | 0.031536 | 0.5 | 0.05 |  | 0.24 |  | 0 | 0 | 0 | 0 | 0 |  | 2020
Infrared |  |  |  | MKr15 |  |  | INDVWH | 2030 |  | 0.96 |  |  | 2.533 | 0 | 242.2802 |  |  |  |  | 0.24 |  | 0 | 0 | 0 | 0 | 0 |  | 2030
Infrared |  |  |  | MKr15 |  |  | INDVWH | 2050 |  | 0.96 |  |  | 2.3468 | 0 | 242.2823 |  |  |  |  | 0.24 |  | 0 | 0 | 0 | 0 | 0 |  | 2050
Electric boiler |  | INDVDHTELCN8 | Industrial heating technology Vehicles HT - Electric boiler (Steam) - new 8 | MKr15 | INDELC | IVDHT | INDVWH | 2011 | 2011 | 0.99 |  | 25 | 0.596 | 0.0079715 | 1.7901 | 0.031536 | 0.5 | 1 |  | 0.31 |  | 0 | 0 | 0 | 0 | 0 |  | 2020
Electric boiler |  |  |  | MKr15 |  |  | INDVWH | 2030 |  | 0.99 |  |  | 0.5215 | 0.007599 | 1.8108 |  |  |  |  | 0.31 |  | 0 | 0 | 0 | 0 | 0 |  | 2030
Electric boiler |  |  |  | MKr15 |  |  | INDVWH | 2050 |  | 0.99 |  |  | 0.5215 | 0.006854 | 1.6142 |  |  |  |  | 0.31 |  | 0 | 0 | 0 | 0 | 0 |  | 2050
Electric boiler |  | INDVDMTELCN8 | Industrial heating technology Vehicles MT - Electric boiler (Steam) - new 8 | MKr15 | INDELC | IVDMT | INDVWH | 2011 | 2011 | 0.99 |  | 25 | 0.596 | 0.0079715 | 1.7901 | 0.031536 | 0.5 | 1 |  | 0.21 |  | 0 | 0 | 0 | 0 | 0 |  | 2020
Electric boiler |  |  |  | MKr15 |  |  | INDVWH | 2030 |  | 0.99 |  |  | 0.5215 | 0.007599 | 1.8108 |  |  |  |  | 0.21 |  | 0 | 0 | 0 | 0 | 0 |  | 2030
Electric boiler |  |  |  | MKr15 |  |  | INDVWH | 2050 |  | 0.99 |  |  | 0.5215 | 0.006854 | 1.6142 |  |  |  |  | 0.21 |  | 0 | 0 | 0 | 0 | 0 |  | 2050
Electric boiler |  | INDVDRHELCN8 | Industrial heating technology Vehicles RH - Electric boiler (Steam) - new 8 | MKr15 | INDELC | IVDRH | INDVWH | 2011 | 2011 | 0.99 |  | 25 | 0.596 | 0.0079715 | 1.7901 | 0.031536 | 0.5 | 1 |  | 0.01 |  | 0 | 0 | 0 | 0 | 0 |  | 2020
Electric boiler |  |  |  | MKr15 |  |  | INDVWH | 2030 |  | 0.99 |  |  | 0.5215 | 0.007599 | 1.8108 |  |  |  |  | 0.01 |  | 0 | 0 | 0 | 0 | 0 |  | 2030
Electric boiler |  |  |  | MKr15 |  |  | INDVWH | 2050 |  | 0.99 |  |  | 0.5215 | 0.006854 | 1.6142 |  |  |  |  | 0.01 |  | 0 | 0 | 0 | 0 | 0 |  | 2050
Electric boiler |  | INDVDMTELCN9 | Industrial heating technology Vehicles MT - Electric boiler (Hot Water) - new 9 | MKr15 | INDELC | IVDMT | INDVWH | 2011 | 2011 | 0.99 |  | 25 | 0.5215 | 0.0079715 | 1.7901 | 0.031536 | 0.5 | 1 |  | 0.21 |  | 0 | 0 | 0 | 0 | 0 |  | 2020
Electric boiler |  |  |  | MKr15 |  |  | INDVWH | 2030 |  | 0.99 |  |  | 0.447 | 0.007599 | 1.8108 |  |  |  |  | 0.21 |  | 0 | 0 | 0 | 0 | 0 |  | 2030
Electric boiler |  |  |  | MKr15 |  |  | INDVWH | 2050 |  | 0.99 |  |  | 0.447 | 0.006854 | 1.6142 |  |  |  |  | 0.21 |  | 0 | 0 | 0 | 0 | 0 |  | 2050
Electric boiler |  | INDVDRHELCN9 | Industrial heating technology Vehicles RH - Electric boiler (Hot Water) - new 9 | MKr15 | INDELC | IVDRH | INDVWH | 2011 | 2011 | 0.99 |  | 25 | 0.5215 | 0.0079715 | 1.7901 | 0.031536 | 0.5 | 1 |  | 0.01 |  | 0 | 0 | 0 | 0 | 0 |  | 2020
Electric boiler |  |  |  | MKr15 |  |  | INDVWH | 2030 |  | 0.99 |  |  | 0.447 | 0.007599 | 1.8108 |  |  |  |  | 0.01 |  | 0 | 0 | 0 | 0 | 0 |  | 2030
Electric boiler |  |  |  | MKr15 |  |  | INDVWH | 2050 |  | 0.99 |  |  | 0.447 | 0.006854 | 1.6142 |  |  |  |  | 0.01 |  | 0 | 0 | 0 | 0 | 0 |  | 2050
Biomass boiler |  | INDVDHTWCHN1 | Industrial heating technology Vehicles HT - Wood chip boiler (Steam) - new 1 | MKr15 | INDWCH | IVDHT | INDVWH | 2011 | 2011 | 0.89 |  | 25 | 4.6055 | 0.25106 | 5.751 | 0.031536 | 0.5 | 1 |  | 0.41 |  | 11 | 63 | 11 | 3 | 10 |  | 2020
Biomass boiler |  |  |  | MKr15 |  |  | INDVWH | 2030 |  | 0.89 |  |  | 4.4023 | 0.26745 | 5.8462 |  |  |  |  | 0.41 |  | 11 | 49 | 8 | 3 | 10 |  | 2030
Biomass boiler |  |  |  | MKr15 |  |  | INDVWH | 2050 |  | 0.9 |  |  | 3.9959 | 0.25106 | 5.8938 |  |  |  |  | 0.4 |  | 11 | 41 | 4 | 1 | 10 |  | 2050
Biomass boiler |  | INDVDMTWCHN1 | Industrial heating technology Vehicles MT - Wood chip boiler (Steam) - new 1 | MKr15 | INDWCH | IVDMT | INDVWH | 2011 | 2011 | 0.89 |  | 25 | 4.6055 | 0.25106 | 5.751 | 0.031536 | 0.5 | 1 |  | 0.31 |  | 11 | 63 | 11 | 3 | 10 |  | 2020
Biomass boiler |  |  |  | MKr15 |  |  | INDVWH | 2030 |  | 0.89 |  |  | 4.4023 | 0.26745 | 5.8462 |  |  |  |  | 0.31 |  | 11 | 49 | 8 | 3 | 10 |  | 2030
Biomass boiler |  |  |  | MKr15 |  |  | INDVWH | 2050 |  | 0.9 |  |  | 3.9959 | 0.25106 | 5.8938 |  |  |  |  | 0.3 |  | 11 | 41 | 4 | 1 | 10 |  | 2050
Biomass boiler |  | INDVDRHWCHN1 | Industrial heating technology Vehicles RH - Wood chip boiler (Steam) - new 1 | MKr15 | INDWCH | IVDRH | INDVWH | 2011 | 2011 | 0.89 |  | 25 | 4.6055 | 0.25106 | 5.751 | 0.031536 | 0.5 | 1 |  | 0.11 |  | 11 | 63 | 11 | 3 | 10 |  | 2020
Biomass boiler |  |  |  | MKr15 |  |  | INDVWH | 2030 |  | 0.89 |  |  | 4.4023 | 0.26745 | 5.8462 |  |  |  |  | 0.11 |  | 11 | 49 | 8 | 3 | 10 |  | 2030
Biomass boiler |  |  |  | MKr15 |  |  | INDVWH | 2050 |  | 0.9 |  |  | 3.9959 | 0.25106 | 5.8938 |  |  |  |  | 0.1 |  | 11 | 41 | 4 | 1 | 10 |  | 2050
Biomass boiler |  | INDVDMTWCHN2 | Industrial heating technology Vehicles MT - Wood chip boiler (Steam - condensing) - new 2 | MKr15 | INDWCH | IVDMT | INDVWH | 2011 | 2011 | 1.1619 |  | 25 | 5.066 | 0.27565 | 5.751 | 0.031536 | 0.5 | 1 |  | 0.038104 |  | 11 | 63 | 11 | 3 | 10 |  | 2020
Biomass boiler |  |  |  | MKr15 |  |  | INDVWH | 2030 |  | 1.1619 |  |  | 4.8425 | 0.26745 | 5.8462 |  |  |  |  | 0.038104 |  | 11 | 49 | 8 | 3 | 10 |  | 2030
Biomass boiler |  |  |  | MKr15 |  |  | INDVWH | 2050 |  | 1.1619 |  |  | 4.3955 | 0.25106 | 5.8938 |  |  |  |  | 0.038104 |  | 11 | 41 | 4 | 1 | 10 |  | 2050
Biomass boiler |  | INDVDRHWCHN2 | Industrial heating technology Vehicles RH - Wood chip boiler (Steam - condensing) - new 2 | MKr15 | INDWCH | IVDRH | INDVWH | 2011 | 2011 | 1.1619 |  | 25 | 5.066 | 0.27565 | 5.751 | 0.031536 | 0.5 | 1 |  | 0 |  | 11 | 63 | 11 | 3 | 10 |  | 2020
Biomass boiler |  |  |  | MKr15 |  |  | INDVWH | 2030 |  | 1.1619 |  |  | 4.8425 | 0.26745 | 5.8462 |  |  |  |  | 0 |  | 11 | 49 | 8 | 3 | 10 |  | 2030
Biomass boiler |  |  |  | MKr15 |  |  | INDVWH | 2050 |  | 1.1619 |  |  | 4.3955 | 0.25106 | 5.8938 |  |  |  |  | 0 |  | 11 | 41 | 4 | 1 | 10 |  | 2050
Biomass boiler |  | INDVDMTWCHN3 | Industrial heating technology Vehicles MT - Wood chip boiler (Hot Water) - new 3 | MKr15 | INDWCH | IVDMT | INDVWH | 2011 | 2011 | 0.9 |  | 25 | 4.6055 | 0.25106 | 5.751 | 0.031536 | 0.5 | 1 |  | 0.3 |  | 11 | 63 | 11 | 3 | 10 |  | 2020
Biomass boiler |  |  |  | MKr15 |  |  | INDVWH | 2030 |  | 0.9 |  |  | 4.4023 | 0.26745 | 5.8462 |  |  |  |  | 0.3 |  | 11 | 49 | 8 | 3 | 10 |  | 2030
Biomass boiler |  |  |  | MKr15 |  |  | INDVWH | 2050 |  | 0.91 |  |  | 3.9959 | 0.25106 | 5.8938 |  |  |  |  | 0.29 |  | 11 | 41 | 4 | 1 | 10 |  | 2050
Biomass boiler |  | INDVDRHWCHN3 | Industrial heating technology Vehicles RH - Wood chip boiler (Hot Water) - new 3 | MKr15 | INDWCH | IVDRH | INDVWH | 2011 | 2011 | 0.9 |  | 25 | 4.6055 | 0.25106 | 5.751 | 0.031536 | 0.5 | 1 |  | 0.1 |  | 11 | 63 | 11 | 3 | 10 |  | 2020
Biomass boiler |  |  |  | MKr15 |  |  | INDVWH | 2030 |  | 0.9 |  |  | 4.4023 | 0.26745 | 5.8462 |  |  |  |  | 0.1 |  | 11 | 49 | 8 | 3 | 10 |  | 2030
Biomass boiler |  |  |  | MKr15 |  |  | INDVWH | 2050 |  | 0.91 |  |  | 3.9959 | 0.25106 | 5.8938 |  |  |  |  | 0.09 |  | 11 | 41 | 4 | 1 | 10 |  | 2050
Biomass boiler |  | INDVDMTWCHN4 | Industrial heating technology Vehicles MT - Wood chip boiler (Hot Water - condensing) - new 4 | MKr15 | INDWCH | IVDMT | INDVWH | 2011 | 2011 | 1.1619 |  | 25 | 5.066 | 0.27565 | 5.751 | 0.031536 | 0.5 | 1 |  | 0.038104 |  | 11 | 63 | 11 | 3 | 10 |  | 2020
Biomass boiler |  |  |  | MKr15 |  |  | INDVWH | 2030 |  | 1.1619 |  |  | 4.8425 | 0.26745 | 5.8462 |  |  |  |  | 0.038104 |  | 11 | 49 | 8 | 3 | 10 |  | 2030
Biomass boiler |  |  |  | MKr15 |  |  | INDVWH | 2050 |  | 1.1619 |  |  | 4.3955 | 0.25106 | 5.8938 |  |  |  |  | 0.038104 |  | 11 | 41 | 4 | 1 | 10 |  | 2050
Biomass boiler |  | INDVDRHWCHN4 | Industrial heating technology Vehicles RH - Wood chip boiler (Hot Water- condensing) - new 4 | MKr15 | INDWCH | IVDRH | INDVWH | 2011 | 2011 | 1.1619 |  | 25 | 5.066 | 0.27565 | 5.751 | 0.031536 | 0.5 | 1 |  | 0 |  | 11 | 63 | 11 | 3 | 10 |  | 2020
Biomass boiler |  |  |  | MKr15 |  |  | INDVWH | 2030 |  | 1.1619 |  |  | 4.8425 | 0.26745 | 5.8462 |  |  |  |  | 0 |  | 11 | 49 | 8 | 3 | 10 |  | 2030
Biomass boiler |  |  |  | MKr15 |  |  | INDVWH | 2050 |  | 1.1619 |  |  | 4.3955 | 0.25106 | 5.8938 |  |  |  |  | 0 |  | 11 | 41 | 4 | 1 | 10 |  | 2050
Direct electric heating |  | * | Industrial heating technology Vehicles HT - Direct electric heating - new 10 | MKr15 | INDELC | IVDHT | INDVWH | 2011 | 2011 | 1 |  | 12.5 | 0.447 | 0 | 0.37767 | 0.031536 | 0.5 | 0 |  | 0.3 |  | 0 | 0 | 0 | 0 | 0 |  | 2020
Direct electric heating |  | * |  | MKr15 |  |  | INDVWH | 2030 |  | 1 |  |  | 0.447 | 0 | 0.38802 |  |  |  |  | 0.3 |  | 0 | 0 | 0 | 0 | 0 |  | 2030
Direct electric heating |  | * |  | MKr15 |  |  | INDVWH | 2050 |  | 1 |  |  | 0.447 | 0 | 0.39319 |  |  |  |  | 0.3 |  | 0 | 0 | 0 | 0 | 0 |  | 2050
Direct electric heating |  | * | Industrial heating technology Vehicles MT - Direct electric heating - new 10 | MKr15 | INDELC | IVDMT | INDVWH | 2011 | 2011 | 1 |  | 12.5 | 0.447 | 0 | 0.37767 | 0.031536 | 0.5 | 0 |  | 0.2 |  | 0 | 0 | 0 | 0 | 0 |  | 2020
Direct electric heating |  | * |  | MKr15 |  |  | INDVWH | 2030 |  | 1 |  |  | 0.447 | 0 | 0.38802 |  |  |  |  | 0.2 |  | 0 | 0 | 0 | 0 | 0 |  | 2030
Direct electric heating |  | * |  | MKr15 |  |  | INDVWH | 2050 |  | 1 |  |  | 0.447 | 0 | 0.39319 |  |  |  |  | 0.2 |  | 0 | 0 | 0 | 0 | 0 |  | 2050
Oil-fired boiler_NEW |  | INDVDHTDSEN1 | Industrial heating technology Vehicles HT - Oil boiler (Steam) - new 1 | MKr15 | INDDSL, INDDSB1, INDDSB2, INDHFO, INDDSE | IVDHT | INDVWH | 2011 | 2011 | 0.94 |  | 25 | 0.40975 | 0.01341 | 2.0694 | 0.031536 | 0.5 | 1 |  | 0.36 |  | 0.5 | 25 | 0 | 0 | 0.1 |  | 2020
Oil-fired boiler_NEW |  |  |  | MKr15 |  |  | INDVWH | 2030 |  | 0.95 |  |  | 0.34699 | 0.012665 | 1.8625 |  |  |  |  | 0.35 |  | 0.5 | 20 | 0 | 0 | 0.1 |  | 2030
Oil-fired boiler_NEW |  |  |  | MKr15 |  |  | INDVWH | 2050 |  | 0.96 |  |  | 0.32814 | 0.011175 | 1.8625 |  |  |  |  | 0.34 |  | 0.5 | 15 | 0 | 0 | 0.1 |  | 2050
Oil-fired boiler_NEW |  | INDVDMTDSEN1 | Industrial heating technology Vehicles MT - Oil boiler (Steam) - new 1 | MKr15 | INDDSL, INDDSB1, INDDSB2, INDHFO, INDDSE | IVDMT | INDVWH | 2011 | 2011 | 0.94 |  | 25 | 0.40975 | 0.01341 | 2.0694 | 0.031536 | 0.5 | 1 |  | 0.26 |  | 0.5 | 25 | 0 | 0 | 0.1 |  | 2020
Oil-fired boiler_NEW |  |  |  | MKr15 |  |  | INDVWH | 2030 |  | 0.95 |  |  | 0.34699 | 0.012665 | 1.8625 |  |  |  |  | 0.25 |  | 0.5 | 20 | 0 | 0 | 0.1 |  | 2030
Oil-fired boiler_NEW |  |  |  | MKr15 |  |  | INDVWH | 2050 |  | 0.96 |  |  | 0.32814 | 0.011175 | 1.8625 |  |  |  |  | 0.24 |  | 0.5 | 15 | 0 | 0 | 0.1 |  | 2050
Oil-fired boiler_NEW |  | INDVDRHDSEN1 | Industrial heating technology Vehicles RH - Oil boiler (Steam) - new 1 | MKr15 | INDDSL, INDDSB1, INDDSB2, INDHFO, INDDSE | IVDRH | INDVWH | 2011 | 2011 | 0.94 |  | 25 | 0.40975 | 0.01341 | 2.0694 | 0.031536 | 0.5 | 1 |  | 0.06 |  | 0.5 | 25 | 0 | 0 | 0.1 |  | 2020
Oil-fired boiler_NEW |  |  |  | MKr15 |  |  | INDVWH | 2030 |  | 0.95 |  |  | 0.34699 | 0.012665 | 1.8625 |  |  |  |  | 0.05 |  | 0.5 | 20 | 0 | 0 | 0.1 |  | 2030
Oil-fired boiler_NEW |  |  |  | MKr15 |  |  | INDVWH | 2050 |  | 0.96 |  |  | 0.32814 | 0.011175 | 1.8625 |  |  |  |  | 0.04 |  | 0.5 | 15 | 0 | 0 | 0.1 |  | 2050
Oil-fired boiler_NEW |  | INDVDMTDSEN2 | Industrial heating technology Vehicles MT - Oil boiler (Steam - condensing) - new 2 | MKr15 | INDDSL, INDDSB1, INDDSB2, INDHFO, INDDSE | IVDMT | INDVWH | 2011 | 2011 | 0.95 |  | 25 | 0.3278 | 0.01341 | 2.0694 | 0.031536 | 0.5 | 1 |  | 0.25 |  | 0.5 | 25 | 0 | 0 | 0.1 |  | 2020
Oil-fired boiler_NEW |  |  |  | MKr15 |  |  | INDVWH | 2030 |  | 0.96 |  |  | 0.2776 | 0.012665 | 1.8625 |  |  |  |  | 0.24 |  | 0.5 | 20 | 0 | 0 | 0.1 |  | 2030
Oil-fired boiler_NEW |  |  |  | MKr15 |  |  | INDVWH | 2050 |  | 0.97 |  |  | 0.26251 | 0.011175 | 1.8625 |  |  |  |  | 0.23 |  | 0.5 | 15 | 0 | 0 | 0.1 |  | 2050
Oil-fired boiler_NEW |  | INDVDRHDSEN2 | Industrial heating technology Vehicles RH - Oil boiler (Steam - condensing) - new 2 | MKr15 | INDDSL, INDDSB1, INDDSB2, INDHFO, INDDSE | IVDRH | INDVWH | 2011 | 2011 | 0.95 |  | 25 | 0.3278 | 0.01341 | 2.0694 | 0.031536 | 0.5 | 1 |  | 0.05 |  | 0.5 | 25 | 0 | 0 | 0.1 |  | 2020
Oil-fired boiler_NEW |  |  |  | MKr15 |  |  | INDVWH | 2030 |  | 0.96 |  |  | 0.2776 | 0.012665 | 1.8625 |  |  |  |  | 0.04 |  | 0.5 | 20 | 0 | 0 | 0.1 |  | 2030
Oil-fired boiler_NEW |  |  |  | MKr15 |  |  | INDVWH | 2050 |  | 0.97 |  |  | 0.26251 | 0.011175 | 1.8625 |  |  |  |  | 0.03 |  | 0.5 | 15 | 0 | 0 | 0.1 |  | 2050
Natural gas boiler_NEW |  | INDVDHTDH2N1 | Industrial heating technology Vehicles HT - Gas boiler (Steam) - new 1 | MKr15 | INDNGA, INDBGA, INDSNG1, INDSNG2, INDLPG, INDSNE, INDH2 | IVDHT | INDVWH | 2011 | 2011 | 0.92 |  | 25 | 0.40636 | 0.0149 | 2.2764 | 0.031536 | 0.5 | 1 |  | 0.38 |  | 0.3 | 9 | 3 | 1 | 0.1 |  | 2020
Natural gas boiler_NEW |  |  |  | MKr15 |  |  | INDVWH | 2030 |  | 0.93 |  |  | 0.33864 | 0.014155 | 2.0694 |  |  |  |  | 0.37 |  | 0.3 | 7 | 2 | 1 | 0.1 |  | 2030
Natural gas boiler_NEW |  |  |  | MKr15 |  |  | INDVWH | 2050 |  | 0.94 |  |  | 0.33864 | 0.012665 | 2.0694 |  |  |  |  | 0.36 |  | 0.3 | 6 | 2 | 1 | 0.1 |  | 2050
Natural gas boiler_NEW |  | INDVDMTDH2N1 | Industrial heating technology Vehicles MT - Gas boiler (Steam) - new 1 | MKr15 | INDNGA, INDBGA, INDSNG1, INDSNG2, INDLPG, INDSNE, INDH2 | IVDMT | INDVWH | 2011 | 2011 | 0.92 |  | 25 | 0.40636 | 0.0149 | 2.2764 | 0.031536 | 0.5 | 1 |  | 0.28 |  | 0.3 | 9 | 3 | 1 | 0.1 |  | 2020
Natural gas boiler_NEW |  |  |  | MKr15 |  |  | INDVWH | 2030 |  | 0.93 |  |  | 0.33864 | 0.014155 | 2.0694 |  |  |  |  | 0.27 |  | 0.3 | 7 | 2 | 1 | 0.1 |  | 2030
Natural gas boiler_NEW |  |  |  | MKr15 |  |  | INDVWH | 2050 |  | 0.94 |  |  | 0.33864 | 0.012665 | 2.0694 |  |  |  |  | 0.26 |  | 0.3 | 6 | 2 | 1 | 0.1 |  | 2050
Natural gas boiler_NEW |  | INDVDRHDH2N1 | Industrial heating technology Vehicles RH - Gas boiler (Steam) - new 1 | MKr15 | INDNGA, INDBGA, INDSNG1, INDSNG2, INDLPG, INDSNE, INDH2 | IVDRH | INDVWH | 2011 | 2011 | 0.92 |  | 25 | 0.40636 | 0.0149 | 2.2764 | 0.031536 | 0.5 | 1 |  | 0.08 |  | 0.3 | 9 | 3 | 1 | 0.1 |  | 2020
Natural gas boiler_NEW |  |  |  | MKr15 |  |  | INDVWH | 2030 |  | 0.93 |  |  | 0.33864 | 0.014155 | 2.0694 |  |  |  |  | 0.07 |  | 0.3 | 7 | 2 | 1 | 0.1 |  | 2030
Natural gas boiler_NEW |  |  |  | MKr15 |  |  | INDVWH | 2050 |  | 0.94 |  |  | 0.33864 | 0.012665 | 2.0694 |  |  |  |  | 0.06 |  | 0.3 | 6 | 2 | 1 | 0.1 |  | 2050
Natural gas boiler_NEW |  | INDVDMTDH2N2 | Industrial heating technology Vehicles MT - Gas boiler (Steam - condensing) - new 2 | MKr15 | INDNGA, INDBGA, INDSNG1, INDSNG2, INDLPG, INDSNE, INDH2 | IVDMT | INDVWH | 2011 | 2011 | 1.01 |  | 25 | 0.447 | 0.0149 | 2.2764 | 0.031536 | 0.5 | 1 |  | 0.19 |  | 0.3 | 9 | 3 | 1 | 0.1 |  | 2020
Natural gas boiler_NEW |  |  |  | MKr15 |  |  | INDVWH | 2030 |  | 1.03 |  |  | 0.3725 | 0.014155 | 2.0694 |  |  |  |  | 0.17 |  | 0.3 | 7 | 2 | 1 | 0.1 |  | 2030
Natural gas boiler_NEW |  |  |  | MKr15 |  |  | INDVWH | 2050 |  | 1.03 |  |  | 0.3725 | 0.012665 | 2.0694 |  |  |  |  | 0.17 |  | 0.3 | 6 | 2 | 1 | 0.1 |  | 2050
Natural gas boiler_NEW |  | INDVDRHDH2N2 | Industrial heating technology Vehicles RH - Gas boiler (Steam - condensing) - new 2 | MKr15 | INDNGA, INDBGA, INDSNG1, INDSNG2, INDLPG, INDSNE, INDH2 | IVDRH | INDVWH | 2011 | 2011 | 1.01 |  | 25 | 0.447 | 0.0149 | 2.2764 | 0.031536 | 0.5 | 1 |  | 0 |  | 0.3 | 9 | 3 | 1 | 0.1 |  | 2020
Natural gas boiler_NEW |  |  |  | MKr15 |  |  | INDVWH | 2030 |  | 1.03 |  |  | 0.3725 | 0.014155 | 2.0694 |  |  |  |  | 0 |  | 0.3 | 7 | 2 | 1 | 0.1 |  | 2030
Natural gas boiler_NEW |  |  |  | MKr15 |  |  | INDVWH | 2050 |  | 1.03 |  |  | 0.3725 | 0.012665 | 2.0694 |  |  |  |  | 0 |  | 0.3 | 6 | 2 | 1 | 0.1 |  | 2050
Natural gas boiler_NEW |  | INDVDMTDH2N3 | Industrial heating technology Vehicles MT - Gas boiler (Hot Water) - new 3 | MKr15 | INDNGA, INDBGA, INDSNG1, INDSNG2, INDLPG, INDSNE, INDH2 | IVDMT | INDVWH | 2011 | 2011 | 0.93 |  | 25 | 0.32509 | 0.0149 | 2.2764 | 0.031536 | 0.5 | 1 |  | 0.27 |  | 0.3 | 9 | 3 | 1 | 0.1 |  | 2020
Natural gas boiler_NEW |  |  |  | MKr15 |  |  | INDVWH | 2030 |  | 0.94 |  |  | 0.27091 | 0.014155 | 2.0694 |  |  |  |  | 0.26 |  | 0.3 | 7 | 2 | 1 | 0.1 |  | 2030
Natural gas boiler_NEW |  |  |  | MKr15 |  |  | INDVWH | 2050 |  | 0.95 |  |  | 0.27091 | 0.012665 | 2.0694 |  |  |  |  | 0.25 |  | 0.3 | 6 | 2 | 1 | 0.1 |  | 2050
Natural gas boiler_NEW |  | INDVDRHDH2N3 | Industrial heating technology Vehicles RH - Gas boiler (Hot Water) - new 3 | MKr15 | INDNGA, INDBGA, INDSNG1, INDSNG2, INDLPG, INDSNE, INDH2 | IVDRH | INDVWH | 2011 | 2011 | 0.93 |  | 25 | 0.32509 | 0.0149 | 2.2764 | 0.031536 | 0.5 | 1 |  | 0.07 |  | 0.3 | 9 | 3 | 1 | 0.1 |  | 2020
Natural gas boiler_NEW |  |  |  | MKr15 |  |  | INDVWH | 2030 |  | 0.94 |  |  | 0.27091 | 0.014155 | 2.0694 |  |  |  |  | 0.06 |  | 0.3 | 7 | 2 | 1 | 0.1 |  | 2030
Natural gas boiler_NEW |  |  |  | MKr15 |  |  | INDVWH | 2050 |  | 0.95 |  |  | 0.27091 | 0.012665 | 2.0694 |  |  |  |  | 0.05 |  | 0.3 | 6 | 2 | 1 | 0.1 |  | 2050
Natural gas boiler_NEW |  | INDVDMTDH2N4 | Industrial heating technology Vehicles MT - Gas boiler (Hot Water - condensing) - new 4 | MKr15 | INDNGA, INDBGA, INDSNG1, INDSNG2, INDLPG, INDSNE, INDH2 | IVDMT | INDVWH | 2011 | 2011 | 1.01 |  | 25 | 0.3576 | 0.0149 | 2.2764 | 0.031536 | 0.5 | 1 |  | 0.19 |  | 0.3 | 9 | 3 | 1 | 0.1 |  | 2020
Natural gas boiler_NEW |  |  |  | MKr15 |  |  | INDVWH | 2030 |  | 1.03 |  |  | 0.298 | 0.014155 | 2.0694 |  |  |  |  | 0.17 |  | 0.3 | 7 | 2 | 1 | 0.1 |  | 2030
Natural gas boiler_NEW |  |  |  | MKr15 |  |  | INDVWH | 2050 |  | 1.03 |  |  | 0.298 | 0.012665 | 2.0694 |  |  |  |  | 0.17 |  | 0.3 | 6 | 2 | 1 | 0.1 |  | 2050
Natural gas boiler_NEW |  | INDVDRHDH2N4 | Industrial heating technology Vehicles RH - Gas boiler (Hot Water- condensing) - new 4 | MKr15 | INDNGA, INDBGA, INDSNG1, INDSNG2, INDLPG, INDSNE, INDH2 | IVDRH | INDVWH | 2011 | 2011 | 1.01 |  | 25 | 0.3576 | 0.0149 | 2.2764 | 0.031536 | 0.5 | 1 |  | 0 |  | 0.3 | 9 | 3 | 1 | 0.1 |  | 2020
Natural gas boiler_NEW |  |  |  | MKr15 |  |  | INDVWH | 2030 |  | 1.03 |  |  | 0.298 | 0.014155 | 2.0694 |  |  |  |  | 0 |  | 0.3 | 7 | 2 | 1 | 0.1 |  | 2030
Natural gas boiler_NEW |  |  |  | MKr15 |  |  | INDVWH | 2050 |  | 1.03 |  |  | 0.298 | 0.012665 | 2.0694 |  |  |  |  | 0 |  | 0.3 | 6 | 2 | 1 | 0.1 |  | 2050
Natural gas boiler_NEW |  | INDVDHTDH2N5 | Industrial heating technology Vehicles HT - Gas boiler (Direct firing) - new 5 | MKr15 | INDNGA, INDBGA, INDSNG1, INDSNG2, INDLPG, INDSNE, INDH2 | IVDHT | INDVWH | 2011 | 2011 | 1 |  | 15 | 0.11175 | 0.0013545 | 0.58462 | 0.031536 | 0.5 | 1 |  | 0.3 |  | 0.3 | 9 | 3 | 1 | 0.1 |  | 2020
Natural gas boiler_NEW |  |  |  | MKr15 |  |  | INDVWH | 2030 |  | 1 |  |  | 0.11175 | 0.0013207 | 0.57427 |  |  |  |  | 0.3 |  | 0.3 | 7 | 2 | 1 | 0.1 |  | 2030
Natural gas boiler_NEW |  |  |  | MKr15 |  |  | INDVWH | 2050 |  | 1 |  |  | 0.11175 | 0.0011514 | 0.57944 |  |  |  |  | 0.3 |  | 0.3 | 6 | 2 | 1 | 0.1 |  | 2050
Natural gas boiler_NEW |  | INDVDMTDH2N5 | Industrial heating technology Vehicles MT - Gas boiler (Direct firing) - new 5 | MKr15 | INDNGA, INDBGA, INDSNG1, INDSNG2, INDLPG, INDSNE, INDH2 | IVDMT | INDVWH | 2011 | 2011 | 1 |  | 25 | 0.11175 | 0.0013545 | 0.58462 | 0.031536 | 0.5 | 1 |  | 0.2 |  | 0.3 | 9 | 3 | 1 | 0.1 |  | 2020
Natural gas boiler_NEW |  |  |  | MKr15 |  |  | INDVWH | 2030 |  | 1 |  |  | 0.11175 | 0.0013207 | 0.57427 |  |  |  |  | 0.2 |  | 0.3 | 7 | 2 | 1 | 0.1 |  | 2030
Natural gas boiler_NEW |  |  |  | MKr15 |  |  | INDVWH | 2050 |  | 1 |  |  | 0.11175 | 0.0011514 | 0.57944 |  |  |  |  | 0.2 |  | 0.3 | 6 | 2 | 1 | 0.1 |  | 2050
Coal boiler |  | INDVDHTCOAN1 | Industrial heating technology Vehicles HT - Coal boiler (Steam) - new 1 | MKr15 | INDCOA | IVDHT | INDVWH | 2011 | 2011 | 0.89 |  | 25 | 3.725 | 0.25106 | 3.9382 | 0.031536 | 0.5 | 1 |  | 0.41 |  | 8 | 35 | 1.5 | 0.8 | 2.1 |  | 2020
Coal boiler |  |  |  | MKr15 |  |  | INDVWH | 2030 |  | 0.89 |  |  | 3.4699 | 0.24287 | 3.9837 |  |  |  |  | 0.41 |  | 8 | 35 | 1.5 | 0.8 | 2.1 |  | 2030
Coal boiler |  |  |  | MKr15 |  |  | INDVWH | 2050 |  | 0.91 |  |  | 3.2814 | 0.22797 | 4.0064 |  |  |  |  | 0.39 |  | 8 | 35 | 1.5 | 0.8 | 2.1 |  | 2050
Coal boiler |  | INDVDMTCOAN1 | Industrial heating technology Vehicles MT - Coal boiler (Steam) - new 1 | MKr15 | INDCOA | IVDMT | INDVWH | 2011 | 2011 | 0.89 |  | 25 | 3.725 | 0.25106 | 3.9382 | 0.031536 | 0.5 | 1 |  | 0.31 |  | 8 | 35 | 1.5 | 0.8 | 2.1 |  | 2020
Coal boiler |  |  |  | MKr15 |  |  | INDVWH | 2030 |  | 0.89 |  |  | 3.4699 | 0.24287 | 3.9837 |  |  |  |  | 0.31 |  | 8 | 35 | 1.5 | 0.8 | 2.1 |  | 2030
Coal boiler |  |  |  | MKr15 |  |  | INDVWH | 2050 |  | 0.91 |  |  | 3.2814 | 0.22797 | 4.0064 |  |  |  |  | 0.29 |  | 8 | 35 | 1.5 | 0.8 | 2.1 |  | 2050
Coal boiler |  | INDVDRHCOAN1 | Industrial heating technology Vehicles RH - Coal boiler (Steam) - new 1 | MKr15 | INDCOA | IVDRH | INDVWH | 2011 | 2011 | 0.89 |  | 25 | 3.725 | 0.25106 | 3.9382 | 0.031536 | 0.5 | 1 |  | 0.11 |  | 8 | 35 | 1.5 | 0.8 | 2.1 |  | 2020
Coal boiler |  |  |  | MKr15 |  |  | INDVWH | 2030 |  | 0.89 |  |  | 3.4699 | 0.24287 | 3.9837 |  |  |  |  | 0.11 |  | 8 | 35 | 1.5 | 0.8 | 2.1 |  | 2030
Coal boiler |  |  |  | MKr15 |  |  | INDVWH | 2050 |  | 0.91 |  |  | 3.2814 | 0.22797 | 4.0064 |  |  |  |  | 0.09 |  | 8 | 35 | 1.5 | 0.8 | 2.1 |  | 2050
Coal boiler |  | INDVDMTCOAN2 | Industrial heating technology Vehicles MT - Coal boiler (Hot Water) - new 2 | MKr15 | INDCOA | IVDMT | INDVWH | 2011 | 2011 | 0.89 |  | 25 | 3.725 | 0.25106 | 3.9382 | 0.031536 | 0.5 | 1 |  | 0.31 |  | 8 | 35 | 1.5 | 0.8 | 2.1 |  | 2020
Coal boiler |  |  |  | MKr15 |  |  | INDVWH | 2030 |  | 0.89 |  |  | 3.725 | 0.24287 | 3.9837 |  |  |  |  | 0.31 | [7 empty] | 2030
Coal boiler |  |  |  | MKr15 |  |  | INDVWH | 2050 |  | 0.91 |  |  | 3.725 | 0.22797 | 4.0064 |  |  |  |  | 0.29 | [7 empty] | 2050
Coal boiler |  | INDVDRHCOAN2 | Industrial heating technology Vehicles RH - Coal boiler (Hot Water) - new 2 | MKr15 | INDCOA | IVDRH | INDVWH | 2011 | 2011 | 0.89 |  | 25 | 3.725 | 0.25106 | 3.9382 | 0.031536 | 0.5 | 1 |  | 0.11 |  | 8 | 35 | 1.5 | 0.8 | 2.1 |  | 2020
Coal boiler |  |  |  | MKr15 |  |  | INDVWH | 2030 |  | 0.89 |  |  | 3.725 | 0.24287 | 3.9837 |  |  |  |  | 0.11 | [7 empty] | 2030
Coal boiler |  |  |  | MKr15 |  |  | INDVWH | 2050 |  | 0.91 |  |  | 3.725 | 0.22797 | 4.0064 |  |  |  |  | 0.09 | [7 empty] | 2050
Solar heating |  | INDVDRHSOLN1 | Industrial heating technology Vehicles RH - Solar - new 1 | MKr15 | INDSOL | IVDRH |  | 2011 | 2011 | 1 |  | 25 | 4.2857 | 0.02066 | 0 | 0.031536 | 0.09 | 1 |  |  |  | 0 | 0 | 0 | 0 | 0 |  | 2020
Solar heating |  |  |  | MKr15 |  |  |  | 2030 |  | 1 |  | 30 | 3.9286 | 0.023281 | 0 | [12 empty] | 2030
Solar heating |  |  |  | MKr15 |  |  |  | 2050 |  | 1 |  | 30 | 3.5714 | 0.021499 | 0 | [12 empty] | 2050
|  | * Heat Exchangers |  | MKr15
|  | INDVDRHHCEN1 | Industrial heating technology Vehicles RH - central district heating - within DH area - new 1 | MKr15 | INDHCE | IVDRH |  | 2011 | 2011 | 0.96 |  | 30 | 1.17 | 0.058736 | 1.9463 | 0.031536 | 0.5
|  | INDVDRHHDEN1 | Industrial heating technology Vehicles RH - decentral district heating - within DH area - new 1 | MKr15 | INDHDE | IVDRH |  | 2011 | 2011 | 0.96 |  | 30 | 1.25 | 0.058736 | 1.9463 | 0.031536 | 0.5
|  | * Electric appliances |  | MKr15
|  | INDVDLAELCN1 | Industry Vehicles LA Electricity Light Appliance - New 1 | MKr15 | INDELC | IVDLA |  | 2011 | 2011 | 1 |  | 10 |  |  |  |  | 0.9
|  |  |  | MKr15 |  |  |  | 2020
|  |  |  | MKr15 |  |  |  | 2030
|  |  |  | MKr15 |  |  |  | 2050
|  | INDVDEMELCN1 | Industry Vehicles EM Electricity Motors - New 1 | MKr15 | INDELC | IVDEM |  | 2011 | 2011 | 1 |  | 10 |  |  |  |  | 0.9
|  |  |  | MKr15 |  |  |  | 2020
|  |  |  | MKr15 |  |  |  | 2030
|  |  |  | MKr15 |  |  |  | 2050
|  | INDVDTFDSLN1 | Industry Vehicles TF Tractors, Trucks, Fishing boats - New 1 | MKr15 | INDDSL, INDDSB1, INDDSB2, INDHFO, INDDSE | IVDTF |  | 2011 | 2011 | 1 |  | 10 |  |  |  |  | 0.9
|  |  |  | MKr15 |  |  |  | 2020
|  |  |  | MKr15 |  |  |  | 2030
|  |  |  | MKr15 |  |  |  | 2050
|  | INDVDFLDH2N1 | Industry Vehicles TF Forklifts - New 1 | MKr15 | INDNGA, INDBGA, INDSNG1, INDSNG2, INDLPG, INDSNE, INDH2 | IVDFL |  | 2011 | 2011 | 1 |  | 10 |  |  |  |  | 0.9
|  |  |  | MKr15 |  |  |  | 2020
|  |  |  | MKr15 |  |  |  | 2030
|  |  |  | MKr15 |  |  |  | 2050
~FI_Process
| Sets | TechName | TechDesc | Tact | Tcap | Tslvl | PrimaryCG | Vintage
| *Process Set Membership | Technology Name | Technology Description | Activity Unit | Capacity Unit | TimeSlice level of Process Activity | Primary Commodity Group | Vintage Tracking
| DMD | INDVDMTELCN1 | Industrial heating technology Vehicles MT - Heat pump utilizing waste heat - new 1 | PJ | MW | DAYNITE |  | yes
| DMD | INDVDRHELCN1 | Industrial heating technology Vehicles RH - Heat pump utilizing waste heat - new 1 | PJ | MW | DAYNITE |  | yes
| * | * | Industrial heating technology Vehicles MT - Heat pump utilizing waste heat - new 1 | PJ | MW | DAYNITE |  | yes
| DMD | INDVDRHELCN2 | Industrial heating technology Vehicles RH - Heat driven heat pump utilizing waste heat - new 2 | PJ | MW | DAYNITE |  | yes
| DMD | INDVDMTELCN3 | Industrial heating technology Vehicles MT - High Temp abs. Heat pump utilizing waste heat - new 3 | PJ | MW | DAYNITE |  | yes
| DMD | INDVDRHELCN3 | Industrial heating technology Vehicles RH - High Temp abs. Heat pump utilizing waste heat - new 3 | PJ | MW | DAYNITE |  | yes
| DMD | INDVDMTELCN4 | Industrial heating technology Vehicles MT - Booster Heat pump utilizing waste heat - new 4 | PJ | MW | DAYNITE |  | yes
| DMD | INDVDRHELCN4 | Industrial heating technology Vehicles RH - Booster Heat pump utilizing waste heat - new 4 | PJ | MW | DAYNITE |  | yes
| DMD | INDVDMTELCN5 | Industrial heating technology Vehicles MT - MVR utilizing waste heat - new 5 | PJ | MW |  |  | yes
| * | * | Industrial heating technology Vehicles MT - Heat pump utilizing waste heat - new 1 | PJ | MW | DAYNITE |  | yes
| * | * | Industrial heating technology Vehicles MT - Heat pump utilizing waste heat - new 1 | PJ | MW | DAYNITE |  | yes
| DMD | INDVDMTELCN7 | Industrial heating technology Vehicles MT - Infrared heating - new 7 | PJ | MW | DAYNITE |  | yes
| DMD | INDVDHTELCN8 | Industrial heating technology Vehicles HT - Electric boiler (Steam) - new 8 | PJ | MW | DAYNITE |  | yes
| DMD | INDVDMTELCN8 | Industrial heating technology Vehicles MT - Electric boiler (Steam) - new 8 | PJ | MW | DAYNITE |  | yes
| DMD | INDVDRHELCN8 | Industrial heating technology Vehicles RH - Electric boiler (Steam) - new 8 | PJ | MW | DAYNITE |  | yes
| DMD | INDVDMTELCN9 | Industrial heating technology Vehicles MT - Electric boiler (Hot Water) - new 9 | PJ | MW | DAYNITE |  | yes
| DMD | INDVDRHELCN9 | Industrial heating technology Vehicles RH - Electric boiler (Hot Water) - new 9 | PJ | MW | DAYNITE |  | yes
| DMD | INDVDHTWCHN1 | Industrial heating technology Vehicles HT - Wood chip boiler (Steam) - new 1 | PJ | MW |  |  | yes
| DMD | INDVDMTWCHN1 | Industrial heating technology Vehicles MT - Wood chip boiler (Steam) - new 1 | PJ | MW |  |  | yes
| DMD | INDVDRHWCHN1 | Industrial heating technology Vehicles RH - Wood chip boiler (Steam) - new 1 | PJ | MW |  |  | yes
| DMD | INDVDMTWCHN2 | Industrial heating technology Vehicles MT - Wood chip boiler (Steam - condensing) - new 2 | PJ | MW |  |  | yes
| DMD | INDVDRHWCHN2 | Industrial heating technology Vehicles RH - Wood chip boiler (Steam - condensing) - new 2 | PJ | MW |  |  | yes
| DMD | INDVDMTWCHN3 | Industrial heating technology Vehicles MT - Wood chip boiler (Hot Water) - new 3 | PJ | MW |  |  | yes
| DMD | INDVDRHWCHN3 | Industrial heating technology Vehicles RH - Wood chip boiler (Hot Water) - new 3 | PJ | MW |  |  | yes
| DMD | INDVDMTWCHN4 | Industrial heating technology Vehicles MT - Wood chip boiler (Hot Water - condensing) - new 4 | PJ | MW |  |  | yes
| DMD | INDVDRHWCHN4 | Industrial heating technology Vehicles RH - Wood chip boiler (Hot Water- condensing) - new 4 | PJ | MW |  |  | yes
| * | * | Industrial heating technology Vehicles MT - Heat pump utilizing waste heat - new 1 | PJ | MW | DAYNITE |  | yes
| * | * | Industrial heating technology Vehicles MT - Heat pump utilizing waste heat - new 1 | PJ | MW | DAYNITE |  | yes
| DMD | INDVDHTDSEN1 | Industrial heating technology Vehicles HT - Oil boiler (Steam) - new 1 | PJ | MW |  |  | yes
| DMD | INDVDMTDSEN1 | Industrial heating technology Vehicles MT - Oil boiler (Steam) - new 1 | PJ | MW |  |  | yes
| DMD | INDVDRHDSEN1 | Industrial heating technology Vehicles RH - Oil boiler (Steam) - new 1 | PJ | MW |  |  | yes
| DMD | INDVDMTDSEN2 | Industrial heating technology Vehicles MT - Oil boiler (Steam - condensing) - new 2 | PJ | MW |  |  | yes
| DMD | INDVDRHDSEN2 | Industrial heating technology Vehicles RH - Oil boiler (Steam - condensing) - new 2 | PJ | MW |  |  | yes
| DMD | INDVDHTDH2N1 | Industrial heating technology Vehicles HT - Gas boiler (Steam) - new 1 | PJ | MW |  |  | yes
| DMD | INDVDMTDH2N1 | Industrial heating technology Vehicles MT - Gas boiler (Steam) - new 1 | PJ | MW |  |  | yes
| DMD | INDVDRHDH2N1 | Industrial heating technology Vehicles RH - Gas boiler (Steam) - new 1 | PJ | MW |  |  | yes
| DMD | INDVDMTDH2N2 | Industrial heating technology Vehicles MT - Gas boiler (Steam - condensing) - new 2 | PJ | MW |  |  | yes
| DMD | INDVDRHDH2N2 | Industrial heating technology Vehicles RH - Gas boiler (Steam - condensing) - new 2 | PJ | MW |  |  | yes
| DMD | INDVDMTDH2N3 | Industrial heating technology Vehicles MT - Gas boiler (Hot Water) - new 3 | PJ | MW |  |  | yes
| DMD | INDVDRHDH2N3 | Industrial heating technology Vehicles RH - Gas boiler (Hot Water) - new 3 | PJ | MW |  |  | yes
| DMD | INDVDMTDH2N4 | Industrial heating technology Vehicles MT - Gas boiler (Hot Water - condensing) - new 4 | PJ | MW |  |  | yes
| DMD | INDVDRHDH2N4 | Industrial heating technology Vehicles RH - Gas boiler (Hot Water- condensing) - new 4 | PJ | MW |  |  | yes
| DMD | INDVDHTDH2N5 | Industrial heating technology Vehicles HT - Gas boiler (Direct firing) - new 5 | PJ | MW |  |  | yes
| DMD | INDVDMTDH2N5 | Industrial heating technology Vehicles MT - Gas boiler (Direct firing) - new 5 | PJ | MW |  |  | yes
| DMD | INDVDHTCOAN1 | Industrial heating technology Vehicles HT - Coal boiler (Steam) - new 1 | PJ | MW |  |  | yes
| DMD | INDVDMTCOAN1 | Industrial heating technology Vehicles MT - Coal boiler (Steam) - new 1 | PJ | MW |  |  | yes
| DMD | INDVDRHCOAN1 | Industrial heating technology Vehicles RH - Coal boiler (Steam) - new 1 | PJ | MW |  |  | yes
| DMD | INDVDMTCOAN2 | Industrial heating technology Vehicles MT - Coal boiler (Hot Water) - new 2 | PJ | MW |  |  | yes
| DMD | INDVDRHCOAN2 | Industrial heating technology Vehicles RH - Coal boiler (Hot Water) - new 2 | PJ | MW |  |  | yes
| DMD | INDVDRHSOLN1 | Industrial heating technology Vehicles RH - Solar - new 1 | PJ | MW | DAYNITE |  | yes
| DMD | INDVDRHHCEN1 | Industrial heating technology Vehicles RH - central district heating - within DH area - new 1 | PJ | MW | DAYNITE |  | yes
| DMD | INDVDRHHDEN1 | Industrial heating technology Vehicles RH - decentral district heating - within DH area - new 1 | PJ | MW | DAYNITE |  | yes
| DMD | INDVDLAELCN1 | Industry Vehicles LA Electricity Light Appliance - New 1 | PJ | MW | DAYNITE |  | yes
| DMD | INDVDEMELCN1 | Industry Vehicles EM Electricity Motors - New 1 | PJ | MW | DAYNITE |  | yes
| DMD | INDVDTFDSLN1 | Industry Vehicles TF Tractors, Trucks, Fishing boats - New 1 | PJ | MW |  |  | yes
| DMD | INDVDFLDH2N1 | Industry Vehicles TF Forklifts - New 1 | PJ | MW |  |  | yes
~FI_Comm
CSet | Region | CommName | CommDesc | Unit | LimType | CTSLvl | PeakTS | Ctype
*Commodity Set Membership | Region Name | Commodity Name | Commodity Description | Unit | Sense of the Balance EQN. | Timeslice Level | Peak Monitoring | Electricity Indicator
ENV |  | IVDSOx | Industrial heating heating technology Vehicles - SOx emission | g/GJ
|  | IVDNOx | Industrial heating heating technology Vehicles - NOx emission | g/GJ
|  | IVDCH4 | Industrial heating heating technology Vehicles - CH4 emission | g/GJ
|  | IVDNO2 | Industrial heating heating technology Vehicles - NO2 emission | g/GJ
|  | IVDPM | Industrial heating heating technology Vehicles - Particle emission | g/GJ
NRG |  | INDVWH | Industrial heating technology Vehicles - Waste heat | PJ |  | DAYNITE
Note on E1: Andreas Helk ¦ Viegand Maagøe: Input for each sheet - Choose between the categories from the ENS catalogue. Used for looking up potentials
Note on S1: Andreas Helk ¦ Viegand Maagøe: Column number for looking up the right FLO_MARK (direct or indirect technologies)
Note on U1: Andreas Helk ¦ Viegand Maagøe: Values should be updated- current ones are placeholders! Base input for calculating waste heat in industry. Factor that estimates how much waste heat is generated within HT, MT and RH due to the processes involved and not the technology i.e. drying processes, evaporation, distilling etc. Should be sector-specific depending on the processes within each sector.
Note on E2: Andreas Helk ¦ Viegand Maagøe: Write a sector name for TechDesc and Comm-OUT
Note on G6: Andreas Helk ¦ Viegand Maagøe: Heat pumps are set to use both electricity and waste heat within industries.
Note on I6: Andreas Helk ¦ Viegand Maagøe: Boilers are also set to give out waste heat
Note on M6: Andreas Helk ¦ Viegand Maagøe: For heat pumps the COP value is loaded here for calculating the input shares. (* means that TIMES does not read the column)
Note on S6: Andreas Helk ¦ Viegand Maagøe: Consider looking into updating these
Note on X6: Maurizio Gargiulo: It is not possible to use the parameter like in here because we have more than one COMM-OUT. If you try to join the two tables you will get an error. We should move these information in a scenario file
Note on M9: Andreas Helk ¦ Viegand Maagøe: Heat pump COP is written in this column since they are not using air as heat source, but using the waste heat within the industry.
Note on T33: Andreas Helk ¦ Viegand Maagøe: Assumed that the traditional heat pumps are prioritized first, so the Abs. heat pump potential is what is left.
Note on T45: Andreas Helk ¦ Viegand Maagøe: Assumed that the traditional heat pumps are prioritized first, so the Booster heat pump potential is what is left.
Note on T183: Andreas Helk ¦ Viegand Maagøe: Not a part of the technology catalogue - manual input
Note on O187: Stefan Petrovic: =L6*0.95 was previously

## IND_PaperPulp_new
|  | Sector name: | 2.Commodity production | [13 empty] | Direct | Indirect | WH Base input: | HT | 0.3
|  |  | Paper & Pulp | [13 empty] | 15 | 15 |  | MT | 0.2
[20 empty] | RH | 0
~FI_T
Sheet names (for lookups) |  | TechName | *TechDesc | CURR | Comm-IN | Comm-OUT | Comm-OUT-A | YEAR | START | EFF | *COP | LIFE | INVCOST | FIXOM | VAROM | CAP2ACT | AFA | FLO_MARK | Share-I~UP | VDA_FLOP |  | FEMIS~IPDSOx | FEMIS~IPDNOx | FEMIS~IPDCH4 | FEMIS~IPDNO2 | FEMIS~IPDPM | * Source | Lookup year | Input~ELCC | EFF heat pumps moved to Trans file
*PlantName
|  | * | [10 empty] | Mkr/MW | Mkr/MW/year | Mkr/PJ | Factor | Factor |  |  |  |  | g/GJ | g/GJ | g/GJ | g/GJ | g/GJ
Trad. Heat pump 80C |  | * | Industrial heating technology Paper & Pulp MT - Heat pump utilizing waste heat - new 1 | MKr15 | INDELC | IRDMT |  | 2020 | 2020 | 1 | 4.4755 | 20 | 5.4385 | 0.0149 | 6.7464 | 0.031536 | 0.95 | 0 | 0.22567 |  |  | 0 | 0 | 0 | 0 | 0 |  | 2020
Trad. Heat pump 80C |  | * |  | MKr15 | INDRWH | [13 empty] | 0.77433
Trad. Heat pump 80C |  | * |  | MKr15 | INDELC | IRDMT |  | 2030 |  | 1 | 4.5793 |  | 4.8425 | 0.0149 | 6.6222 |  |  |  | 0.22056 |  |  | 0 | 0 | 0 | 0 | 0 |  | 2030
Trad. Heat pump 80C |  | * |  | MKr15 | INDRWH | [13 empty] | 0.77944 | [11 empty] | Sector | Paper & Pulp
Trad. Heat pump 80C |  | * |  | MKr15 | INDELC | IRDMT |  | 2050 |  | 1 | 4.7191 |  | 4.321 | 0.0149 | 6.4567 |  |  |  | 0.21402 |  |  | 0 | 0 | 0 | 0 | 0 |  | 2050 |  |  | IRDHT | Paper & Pulp industry Demand Heat High Temp. over 150C | IRDMT | Paper & Pulp industry Demand Heat Medium Temp. up to 150C
Trad. Heat pump 80C |  | * |  | MKr15 | INDRWH | [13 empty] | 0.78598 | [11 empty] | IRDMT | Paper & Pulp industry Demand Heat Medium Temp. up to 150C | IRDHT | Paper & Pulp industry Demand Heat High Temp. over 150C
Trad. Heat pump 80C |  | INDRDRHELCN1 | Industrial heating technology Paper & Pulp RH - Heat pump utilizing waste heat - new 1 | MKr15 | INDELC | IRDRH |  | 2020 | 2020 | 1 | 4.4755 | 20 | 5.4385 | 0.0149 | 6.7464 | 0.031536 | 0.95 | 1 | 0.22567 |  |  | 0 | 0 | 0 | 0 | 0 |  | 2020 |  |  | IRDRH | Paper & Pulp industry Demand Heat Room Heat | IRDRH | Paper & Pulp industry Demand Heat Room Heat
Trad. Heat pump 80C |  |  |  | MKr15 | INDRWH | [13 empty] | 0.77433 | [11 empty] | IRDLA | Paper & Pulp industry Demand Light | IRDLA | Paper & Pulp industry Demand Light
Trad. Heat pump 80C |  |  |  | MKr15 | INDELC | IRDRH |  | 2030 |  | 1 | 4.5793 |  | 4.8425 | 0.0149 | 6.6222 |  |  |  | 0.22056 |  |  | 0 | 0 | 0 | 0 | 0 |  | 2030 |  |  | IRDEM | Paper & Pulp industry Demand Electric Motors | IRDEM | Paper & Pulp industry Demand Electric Motors
Trad. Heat pump 80C |  |  |  | MKr15 | INDRWH | [13 empty] | 0.77944 | [11 empty] | IRDTF | Paper & Pulp industry Demand Haulage Tractors, Trucks, Fishing boats, Forest machines | IRDTF | Paper & Pulp industry Demand Haulage Tractors, Trucks, Fishing boats, Forest machines
Trad. Heat pump 80C |  |  |  | MKr15 | INDELC | IRDRH |  | 2050 |  | 1 | 4.7191 |  | 4.321 | 0.0149 | 6.4567 |  |  |  | 0.21402 |  |  | 0 | 0 | 0 | 0 | 0 |  | 2050 |  |  | IRDFL | Paper & Pulp industry Demand Haulage Forklifts | IRDFL | Paper & Pulp industry Demand Haulage Forklifts
Trad. Heat pump 80C |  |  |  | MKr15 | INDRWH | [13 empty] | 0.78598 | [11 empty] | INDRWH | Paper & Pulp Industrial Waste Heat
Heat driven Heat pump 80C |  | * | Industrial heating technology Paper & Pulp MT - Heat driven heat pump utilizing waste heat - new 2 | MKr15 | INDELC | IRDMT |  | 2020 | 2020 | 1 | 1.68 | 20 | 4.172 | 0.0149 | 2.0901 | 0.031536 | 0.95 | 0 | 0.60119 |  |  | 0 | 0 | 0 | 0 | 0 |  | 2020
Heat driven Heat pump 80C |  | * |  | MKr15 | INDRWH | [13 empty] | 0.39881 | [11 empty] | 1
Heat driven Heat pump 80C |  | * |  | MKr15 | INDELC | IRDMT |  | 2030 |  | 1 | 1.69 |  | 3.7995 | 0.0149 | 2.0694 |  |  |  | 0.59763 |  |  | 0 | 0 | 0 | 0 | 0 |  | 2030 |  |  | 2
Heat driven Heat pump 80C |  | * |  | MKr15 | INDRWH | [13 empty] | 0.40237 | [11 empty] | 3
Heat driven Heat pump 80C |  | * |  | MKr15 | INDELC | IRDMT |  | 2050 |  | 1 | 1.71 |  | 3.427 | 0.0149 | 2.0488 |  |  |  | 0.59064 |  |  | 0 | 0 | 0 | 0 | 0 |  | 2050 |  |  | 4
Heat driven Heat pump 80C |  | * |  | MKr15 | INDRWH | [13 empty] | 0.40936 | [11 empty] | 5 | 1.Food, beverages and tobacco
Heat driven Heat pump 80C |  | INDRDRHELCN2 | Industrial heating technology Paper & Pulp RH - Heat driven heat pump utilizing waste heat - new 2 | MKr15 | INDELC | IRDRH |  | 2020 | 2020 | 1 | 1.68 | 20 | 4.172 | 0.0149 | 2.0901 | 0.031536 | 0.95 | 1 | 0.60119 |  |  | 0 | 0 | 0 | 0 | 0 |  | 2020 |  |  | 6
Heat driven Heat pump 80C |  |  |  | MKr15 | INDRWH | [13 empty] | 0.39881 | [11 empty] | 7 | 2.Commodity production
Heat driven Heat pump 80C |  |  |  | MKr15 | INDELC | IRDRH |  | 2030 |  | 1 | 1.69 |  | 3.7995 | 0.0149 | 2.0694 |  |  |  | 0.59763 |  |  | 0 | 0 | 0 | 0 | 0 |  | 2030 |  |  | 8
Heat driven Heat pump 80C |  |  |  | MKr15 | INDRWH | [13 empty] | 0.40237 | [11 empty] | 9 | 3.Cement and non-metallic mineral (+Extraction of gravel and stone)
Heat driven Heat pump 80C |  |  |  | MKr15 | INDELC | IRDRH |  | 2050 |  | 1 | 1.71 |  | 3.427 | 0.0149 | 2.0488 |  |  |  | 0.59064 |  |  | 0 | 0 | 0 | 0 | 0 |  | 2050 |  |  | 10
Heat driven Heat pump 80C |  |  |  | MKr15 | INDRWH | [13 empty] | 0.40936 | [11 empty] | 11 | 4.Chemical industry
High Temp abs. Heat pump 150C |  | * | Industrial heating technology Paper & Pulp MT - High Temp abs. Heat pump utilizing waste heat - new 3 | MKr15 | INDELC | IRDMT |  | 2020 | 2020 | 1 | 2.75 | 20 | 7.1395 | 0.0072265 | 6.7464 | 0.031536 | 0.95 | 0 | 0.36727 |  |  | 0 | 0 | 0 | 0 | 0 |  | 2020 |  |  | 12
High Temp abs. Heat pump 150C |  | * |  | MKr15 | INDRWH | [13 empty] | 0.63273 | [11 empty] | 13 | 5.Metals, machinery and electronics
High Temp abs. Heat pump 150C |  | * |  | MKr15 | INDELC | IRDMT |  | 2030 |  | 1 | 2.875 |  | 6.3823 | 0.0064815 | 6.6222 |  |  |  | 0.3513 |  |  | 0 | 0 | 0 | 0 | 0 |  | 2030 |  |  | 14
High Temp abs. Heat pump 150C |  | * |  | MKr15 | INDRWH | [13 empty] | 0.6487
High Temp abs. Heat pump 150C |  | * |  | MKr15 | INDELC | IRDMT |  | 2050 |  | 1 | 3.025 |  | 5.7365 | 0.005364 | 6.4567 |  |  |  | 0.33388 |  |  | 0 | 0 | 0 | 0 | 0 |  | 2050
High Temp abs. Heat pump 150C |  | * |  | MKr15 | INDRWH | [13 empty] | 0.66612
High Temp abs. Heat pump 150C |  | INDRDRHELCN3 | Industrial heating technology Paper & Pulp RH - High Temp abs. Heat pump utilizing waste heat - new 3 | MKr15 | INDELC | IRDRH |  | 2020 | 2020 | 1 | 2.75 | 20 | 7.1395 | 0.0072265 | 6.7464 | 0.031536 | 0.95 | 1 | 0.36727 |  |  | 0 | 0 | 0 | 0 | 0 |  | 2020
High Temp abs. Heat pump 150C |  |  |  | MKr15 | INDRWH | [13 empty] | 0.63273
High Temp abs. Heat pump 150C |  |  |  | MKr15 | INDELC | IRDRH |  | 2030 |  | 1 | 2.875 |  | 6.3823 | 0.0064815 | 6.6222 |  |  |  | 0.3513 |  |  | 0 | 0 | 0 | 0 | 0 |  | 2030
High Temp abs. Heat pump 150C |  |  |  | MKr15 | INDRWH | [13 empty] | 0.6487
High Temp abs. Heat pump 150C |  |  |  | MKr15 | INDELC | IRDRH |  | 2050 |  | 1 | 3.025 |  | 5.7365 | 0.005364 | 6.4567 |  |  |  | 0.33388 |  |  | 0 | 0 | 0 | 0 | 0 |  | 2050
High Temp abs. Heat pump 150C |  |  |  | MKr15 | INDRWH | [13 empty] | 0.66612
Booster Heat pump 150C |  | * | Industrial heating technology Paper & Pulp MT - Booster Heat pump utilizing waste heat - new 4 | MKr15 | INDELC | IRDMT |  | 2020 | 2020 | 1 | 1.93 | 20 | 12.1589 | 0.0149 | 7.1189 | 0.031536 | 0.95 | 0 | 0.52332 |  |  | 0 | 0 | 0 | 0 | 0 |  | 2020
Booster Heat pump 150C |  | * |  | MKr15 | INDRWH | [13 empty] | 0.47668
Booster Heat pump 150C |  | * |  | MKr15 | INDELC | IRDMT |  | 2030 |  | 1 | 1.9894 |  | 9.8571 | 0.0149 | 6.974 |  |  |  | 0.50769 |  |  | 0 | 0 | 0 | 0 | 0 |  | 2030
Booster Heat pump 150C |  | * |  | MKr15 | INDRWH | [13 empty] | 0.49231
Booster Heat pump 150C |  | * |  | MKr15 | INDELC | IRDMT |  | 2050 |  | 1 | 2.051 |  | 6.9559 | 0.0149 | 6.7878 |  |  |  | 0.49245 |  |  | 0 | 0 | 0 | 0 | 0 |  | 2050
Booster Heat pump 150C |  | * |  | MKr15 | INDRWH | [13 empty] | 0.50755
Booster Heat pump 150C |  | INDRDRHELCN4 | Industrial heating technology Paper & Pulp RH - Booster Heat pump utilizing waste heat - new 4 | MKr15 | INDELC | IRDRH |  | 2020 | 2020 | 1 | 1.93 | 20 | 12.1589 | 0.0149 | 7.1189 | 0.031536 | 0.95 | 1 | 0.52332 |  |  | 0 | 0 | 0 | 0 | 0 |  | 2020
Booster Heat pump 150C |  |  |  | MKr15 | INDRWH | [13 empty] | 0.47668
Booster Heat pump 150C |  |  |  | MKr15 | INDELC | IRDRH |  | 2030 |  | 1 | 1.9894 |  | 9.8571 | 0.0149 | 6.974 |  |  |  | 0.50769 |  |  | 0 | 0 | 0 | 0 | 0 |  | 2030
Booster Heat pump 150C |  |  |  | MKr15 | INDRWH | [13 empty] | 0.49231
Booster Heat pump 150C |  |  |  | MKr15 | INDELC | IRDRH |  | 2050 |  | 1 | 2.051 |  | 6.9559 | 0.0149 | 6.7878 |  |  |  | 0.49245 |  |  | 0 | 0 | 0 | 0 | 0 |  | 2050
Booster Heat pump 150C |  |  |  | MKr15 | INDRWH | [13 empty] | 0.50755
MVR |  | * | Industrial heating technology Paper & Pulp MT - MVR utilizing waste heat - new 5 | MKr15 | INDELC | IRDMT |  | 2020 | 2020 | 1 | 12.1 | 25 | 2.6075 | 0.0149 | 5.2357 | 0.031536 | 0.95 | 0 | 0.083471 |  |  | 0 | 0 | 0 | 0 | 0 |  | 2020
MVR |  | * |  | MKr15 | INDRWH | [13 empty] | 0.91653
MVR |  | * |  | MKr15 | INDELC | IRDMT |  | 2030 |  | 1 | 12.7 |  | 2.4585 | 0.0149 | 5.0701 |  |  |  | 0.079528 |  |  | 0 | 0 | 0 | 0 | 0 |  | 2030
MVR |  | * |  | MKr15 | INDRWH | [13 empty] | 0.92047
MVR |  | * |  | MKr15 | INDELC | IRDMT |  | 2050 |  | 1 | 13.8 |  | 2.3095 | 0.0149 | 4.8839 |  |  |  | 0.073188 |  |  | 0 | 0 | 0 | 0 | 0 |  | 2050
MVR |  | * |  | MKr15 | INDRWH | [13 empty] | 0.92681
Hotdisc |  | * | Industrial heating technology Paper & Pulp HT - Hotdisc - new 1 | MKr15 | INDWST | IRDHT | INDRWH | 2011 | 2011 | 0.9 |  | 20 | 3.725 | 0.00298 | 2.4316 | 0.031536 | 0.95 | 0 |  | 0.4 |  | 8.3 | 56 | 0.1 | 1 | 0.29 |  | 2020
Hotdisc |  | * |  | MKr15 |  |  | INDRWH | 2030 |  | 0.91 |  |  | 3.4643 | 0.00298 | 2.473 |  |  |  |  | 0.39 |  | 8.3 | 45 | 0.1 | 1 | 0.29 |  | 2030
Hotdisc |  | * |  | MKr15 |  |  | INDRWH | 2050 |  | 0.93 |  |  | 3.3525 | 0.00298 | 2.4937 |  |  |  |  | 0.37 |  | 8.3 | 11 | 0.1 | 1 | 0.29 |  | 2050
Dielectric heating |  | * | Industrial heating technology Paper & Pulp MT - Dielectric heating - new 6 | MKr15 | INDELC | IRDMT | INDRWH | 2011 | 2011 | 0.95 |  | 30 | 20.115 | 0 | 94.8282 | 0.031536 | 0.95 | 0 |  | 0.25 |  | 0 | 0 | 0 | 0 | 0 |  | 2020
Dielectric heating |  | * |  | MKr15 |  |  | INDRWH | 2030 |  | 0.95 |  |  | 19.5116 | 0 | 94.8323 |  |  |  |  | 0.25 |  | 0 | 0 | 0 | 0 | 0 |  | 2030
Dielectric heating |  | * |  | MKr15 |  |  | INDRWH | 2050 |  | 0.95 |  |  | 18.1035 | 0 | 94.8344 |  |  |  |  | 0.25 |  | 0 | 0 | 0 | 0 | 0 |  | 2050
Infrared |  | * | Industrial heating technology Paper & Pulp MT - Infrared heating - new 7 | MKr15 | INDELC | IRDMT | INDRWH | 2011 | 2011 | 0.96 |  | 30 | 2.6075 | 0 | 242.2761 | 0.031536 | 0.95 | 0 |  | 0.24 |  | 0 | 0 | 0 | 0 | 0 |  | 2020
Infrared |  | * |  | MKr15 |  |  | INDRWH | 2030 |  | 0.96 |  |  | 2.533 | 0 | 242.2802 |  |  |  |  | 0.24 |  | 0 | 0 | 0 | 0 | 0 |  | 2030
Infrared |  | * |  | MKr15 |  |  | INDRWH | 2050 |  | 0.96 |  |  | 2.3468 | 0 | 242.2823 |  |  |  |  | 0.24 |  | 0 | 0 | 0 | 0 | 0 |  | 2050
Electric boiler |  | INDRDHTELCN8 | Industrial heating technology Paper & Pulp HT - Electric boiler (Steam) - new 8 | MKr15 | INDELC | IRDHT | INDRWH | 2011 | 2011 | 0.99 |  | 25 | 0.596 | 0.0079715 | 1.7901 | 0.031536 | 0.95 | 0.2 |  | 0.31 |  | 0 | 0 | 0 | 0 | 0 |  | 2020
Electric boiler |  |  |  | MKr15 |  |  | INDRWH | 2030 |  | 0.99 |  |  | 0.5215 | 0.007599 | 1.8108 |  |  |  |  | 0.31 |  | 0 | 0 | 0 | 0 | 0 |  | 2030
Electric boiler |  |  |  | MKr15 |  |  | INDRWH | 2050 |  | 0.99 |  |  | 0.5215 | 0.006854 | 1.6142 |  |  |  |  | 0.31 |  | 0 | 0 | 0 | 0 | 0 |  | 2050
Electric boiler |  | INDRDMTELCN8 | Industrial heating technology Paper & Pulp MT - Electric boiler (Steam) - new 8 | MKr15 | INDELC | IRDMT | INDRWH | 2011 | 2011 | 0.99 |  | 25 | 0.596 | 0.0079715 | 1.7901 | 0.031536 | 0.95 | 1 |  | 0.21 |  | 0 | 0 | 0 | 0 | 0 |  | 2020
Electric boiler |  |  |  | MKr15 |  |  | INDRWH | 2030 |  | 0.99 |  |  | 0.5215 | 0.007599 | 1.8108 |  |  |  |  | 0.21 |  | 0 | 0 | 0 | 0 | 0 |  | 2030
Electric boiler |  |  |  | MKr15 |  |  | INDRWH | 2050 |  | 0.99 |  |  | 0.5215 | 0.006854 | 1.6142 |  |  |  |  | 0.21 |  | 0 | 0 | 0 | 0 | 0 |  | 2050
Electric boiler |  | * | Industrial heating technology Paper & Pulp RH - Electric boiler (Steam) - new 8 | MKr15 | INDELC | IRDRH | INDRWH | 2011 | 2011 | 0.99 |  | 25 | 0.596 | 0.0079715 | 1.7901 | 0.031536 | 0.95 | 0 |  | 0.01 |  | 0 | 0 | 0 | 0 | 0 |  | 2020
Electric boiler |  | * |  | MKr15 |  |  | INDRWH | 2030 |  | 0.99 |  |  | 0.5215 | 0.007599 | 1.8108 |  |  |  |  | 0.01 |  | 0 | 0 | 0 | 0 | 0 |  | 2030
Electric boiler |  | * |  | MKr15 |  |  | INDRWH | 2050 |  | 0.99 |  |  | 0.5215 | 0.006854 | 1.6142 |  |  |  |  | 0.01 |  | 0 | 0 | 0 | 0 | 0 |  | 2050
Electric boiler |  | INDRDMTELCN9 | Industrial heating technology Paper & Pulp MT - Electric boiler (Hot Water) - new 9 | MKr15 | INDELC | IRDMT | INDRWH | 2011 | 2011 | 0.99 |  | 25 | 0.5215 | 0.0079715 | 1.7901 | 0.031536 | 0.95 | 1 |  | 0.21 |  | 0 | 0 | 0 | 0 | 0 |  | 2020
Electric boiler |  |  |  | MKr15 |  |  | INDRWH | 2030 |  | 0.99 |  |  | 0.447 | 0.007599 | 1.8108 |  |  |  |  | 0.21 |  | 0 | 0 | 0 | 0 | 0 |  | 2030
Electric boiler |  |  |  | MKr15 |  |  | INDRWH | 2050 |  | 0.99 |  |  | 0.447 | 0.006854 | 1.6142 |  |  |  |  | 0.21 |  | 0 | 0 | 0 | 0 | 0 |  | 2050
Electric boiler |  | * | Industrial heating technology Paper & Pulp RH - Electric boiler (Hot Water) - new 9 | MKr15 | INDELC | IRDRH | INDRWH | 2011 | 2011 | 0.99 |  | 25 | 0.5215 | 0.0079715 | 1.7901 | 0.031536 | 0.95 | 0 |  | 0.01 |  | 0 | 0 | 0 | 0 | 0 |  | 2020
Electric boiler |  | * |  | MKr15 |  |  | INDRWH | 2030 |  | 0.99 |  |  | 0.447 | 0.007599 | 1.8108 |  |  |  |  | 0.01 |  | 0 | 0 | 0 | 0 | 0 |  | 2030
Electric boiler |  | * |  | MKr15 |  |  | INDRWH | 2050 |  | 0.99 |  |  | 0.447 | 0.006854 | 1.6142 |  |  |  |  | 0.01 |  | 0 | 0 | 0 | 0 | 0 |  | 2050
Biomass boiler |  | INDRDHTWCHN1 | Industrial heating technology Paper & Pulp HT - Wood chip boiler (Steam) - new 1 | MKr15 | INDWCH | IRDHT | INDRWH | 2011 | 2011 | 0.6675 |  | 25 | 4.6055 | 0.25106 | 3.9382 | 0.031536 | 0.95 | 1 | 0.3 | 0.6325 |  | 11 | 63 | 11 | 3 | 10 |  | 2020
|  |  |  | MKr15 | INDBLQ | [13 empty] | 0.8
Biomass boiler |  |  |  | MKr15 |  |  | INDRWH | 2030 |  | 0.6675 |  |  | 4.4023 | 0.26745 | 3.9837 |  |  |  |  | 0.6325 |  | 11 | 49 | 8 | 3 | 10 |  | 2030
Biomass boiler |  |  |  | MKr15 |  |  | INDRWH | 2050 |  | 0.675 |  |  | 3.9959 | 0.25106 | 3.9837 |  |  |  |  | 0.625 |  | 11 | 41 | 4 | 1 | 10 |  | 2050
Biomass boiler |  | INDRDMTWCHN1 | Industrial heating technology Paper & Pulp MT - Wood chip boiler (Steam) - new 1 | MKr15 | INDWCH | IRDMT | INDRWH | 2011 | 2011 | 0.6675 |  | 25 | 4.6055 | 0.25106 | 3.9382 | 0.031536 | 0.95 | 1 | 0.3 | 0.5325 |  | 11 | 63 | 11 | 3 | 10 |  | 2020
|  |  |  | MKr15 | INDBLQ | [13 empty] | 0.8
Biomass boiler |  |  |  | MKr15 |  |  | INDRWH | 2030 |  | 0.6675 |  |  | 4.4023 | 0.26745 | 3.9837 |  |  |  |  | 0.5325 |  | 11 | 49 | 8 | 3 | 10 |  | 2030
Biomass boiler |  |  |  | MKr15 |  |  | INDRWH | 2050 |  | 0.675 |  |  | 3.9959 | 0.25106 | 3.9837 |  |  |  |  | 0.525 |  | 11 | 41 | 4 | 1 | 10 |  | 2050
Biomass boiler |  | INDRDRHWCHN1 | Industrial heating technology Paper & Pulp RH - Wood chip boiler (Steam) - new 1 | MKr15 | INDWCH | IRDRH | INDRWH | 2011 | 2011 | 0.6675 |  | 25 | 4.6055 | 0.25106 | 3.9382 | 0.031536 | 0.95 | 1 | 0.3 | 0.3325 |  | 11 | 63 | 11 | 3 | 10 |  | 2020
|  |  |  | MKr15 | INDBLQ | [13 empty] | 0.8
Biomass boiler |  |  |  | MKr15 |  |  | INDRWH | 2030 |  | 0.6675 |  |  | 4.4023 | 0.26745 | 3.9837 |  |  |  |  | 0.3325 |  | 11 | 49 | 8 | 3 | 10 |  | 2030
Biomass boiler |  |  |  | MKr15 |  |  | INDRWH | 2050 |  | 0.675 |  |  | 3.9959 | 0.25106 | 3.9837 |  |  |  |  | 0.325 |  | 11 | 41 | 4 | 1 | 10 |  | 2050
Biomass boiler |  | * | Industrial heating technology Paper & Pulp MT - Wood chip boiler (Steam - condensing) - new 2 | MKr15 | INDWCH | IRDMT | INDRWH | 2011 | 2011 | 0.98761 |  | 25 | 5.066 | 0.27565 | 5.751 | 0.031536 | 0.95 | 0 |  | 0.21239 |  | 11 | 63 | 11 | 3 | 10 |  | 2020
Biomass boiler |  | * |  | MKr15 |  |  | INDRWH | 2030 |  | 0.98761 |  |  | 4.8425 | 0.26745 | 5.8462 |  |  |  |  | 0.21239 |  | 11 | 49 | 8 | 3 | 10 |  | 2030
Biomass boiler |  | * |  | MKr15 |  |  | INDRWH | 2050 |  | 0.98761 |  |  | 4.3955 | 0.25106 | 5.8938 |  |  |  |  | 0.21239 |  | 11 | 41 | 4 | 1 | 10 |  | 2050
Biomass boiler |  | * | Industrial heating technology Paper & Pulp RH - Wood chip boiler (Steam - condensing) - new 2 | MKr15 | INDWCH | IRDRH | INDRWH | 2011 | 2011 | 0.98761 |  | 25 | 5.066 | 0.27565 | 5.751 | 0.031536 | 0.95 | 0 |  | 0.012388 |  | 11 | 63 | 11 | 3 | 10 |  | 2020
Biomass boiler |  | * |  | MKr15 |  |  | INDRWH | 2030 |  | 0.98761 |  |  | 4.8425 | 0.26745 | 5.8462 |  |  |  |  | 0.012388 |  | 11 | 49 | 8 | 3 | 10 |  | 2030
Biomass boiler |  | * |  | MKr15 |  |  | INDRWH | 2050 |  | 0.98761 |  |  | 4.3955 | 0.25106 | 5.8938 |  |  |  |  | 0.012388 |  | 11 | 41 | 4 | 1 | 10 |  | 2050
Biomass boiler |  | INDRDMTWCHN3 | Industrial heating technology Paper & Pulp MT - Wood chip boiler (Hot Water) - new 3 | MKr15 | INDWCH | IRDMT | INDRWH | 2011 | 2011 | 0.765 |  | 25 | 4.6055 | 0.25106 | 5.751 | 0.031536 | 0.95 | 0.2 |  | 0.435 |  | 11 | 63 | 11 | 3 | 10 |  | 2020
Biomass boiler |  |  |  | MKr15 |  |  | INDRWH | 2030 |  | 0.765 |  |  | 4.4023 | 0.26745 | 5.8462 |  |  |  |  | 0.435 |  | 11 | 49 | 8 | 3 | 10 |  | 2030
Biomass boiler |  |  |  | MKr15 |  |  | INDRWH | 2050 |  | 0.7735 |  |  | 3.9959 | 0.25106 | 5.8938 |  |  |  |  | 0.4265 |  | 11 | 41 | 4 | 1 | 10 |  | 2050
Biomass boiler |  | INDRDRHWCHN3 | Industrial heating technology Paper & Pulp RH - Wood chip boiler (Hot Water) - new 3 | MKr15 | INDWCH | IRDRH | INDRWH | 2011 | 2011 | 0.765 |  | 25 | 4.6055 | 0.25106 | 5.751 | 0.031536 | 0.95 | 0.2 |  | 0.235 |  | 11 | 63 | 11 | 3 | 10 |  | 2020
Biomass boiler |  |  |  | MKr15 |  |  | INDRWH | 2030 |  | 0.765 |  |  | 4.4023 | 0.26745 | 5.8462 |  |  |  |  | 0.235 |  | 11 | 49 | 8 | 3 | 10 |  | 2030
Biomass boiler |  |  |  | MKr15 |  |  | INDRWH | 2050 |  | 0.7735 |  |  | 3.9959 | 0.25106 | 5.8938 |  |  |  |  | 0.2265 |  | 11 | 41 | 4 | 1 | 10 |  | 2050
Biomass boiler |  | INDRDMTBLQN4 | Industrial heating technology Paper & Pulp MT - Wood chip boiler (Hot Water - condensing) - new 4 | MKr15 | INDWCH, INDBLQ | IRDMT | INDRWH | 2011 | 2011 | 0.6675 |  | 25 | 5.066 | 0.27565 | 5.751 | 0.031536 | 0.95 | 1 |  | 0.5325 |  | 11 | 63 | 11 | 3 | 10 |  | 2020
Biomass boiler |  |  |  | MKr15 |  |  | INDRWH | 2030 |  | 0.6675 |  |  | 4.8425 | 0.26745 | 5.8462 |  |  |  |  | 0.5325 |  | 11 | 49 | 8 | 3 | 10 |  | 2030
Biomass boiler |  |  |  | MKr15 |  |  | INDRWH | 2050 |  | 0.675 |  |  | 4.3955 | 0.25106 | 5.8938 |  |  |  |  | 0.525 |  | 11 | 41 | 4 | 1 | 10 |  | 2050
Biomass boiler |  | INDRDRHBLQN4 | Industrial heating technology Paper & Pulp RH - Wood chip boiler (Hot Water- condensing) - new 4 | MKr15 | INDWCH, INDBLQ | IRDRH | INDRWH | 2011 | 2011 | 0.6675 |  | 25 | 5.066 | 0.27565 | 5.751 | 0.031536 | 0.95 | 1 |  | 0.3325 |  | 11 | 63 | 11 | 3 | 10 |  | 2020
Biomass boiler |  |  |  | MKr15 |  |  | INDRWH | 2030 |  | 0.6675 |  |  | 4.8425 | 0.26745 | 5.8462 |  |  |  |  | 0.3325 |  | 11 | 49 | 8 | 3 | 10 |  | 2030
Biomass boiler |  |  |  | MKr15 |  |  | INDRWH | 2050 |  | 0.675 |  |  | 4.3955 | 0.25106 | 5.8938 |  |  |  |  | 0.325 |  | 11 | 41 | 4 | 1 | 10 |  | 2050
Direct electric heating |  | INDRDHTELCN0 | Industrial heating technology Paper & Pulp HT - Direct electric heating - new 10 | MKr15 | INDELC | IRDHT | INDRWH | 2011 | 2011 | 1 |  | 12.5 | 0.447 | 0 | 0.37767 | 0.031536 | 0.95 | 0.05 |  | 0.3 |  | 0 | 0 | 0 | 0 | 0 |  | 2020
Direct electric heating |  |  |  | MKr15 |  |  | INDRWH | 2030 |  | 1 |  |  | 0.447 | 0 | 0.38802 |  |  |  |  | 0.3 |  | 0 | 0 | 0 | 0 | 0 |  | 2030
Direct electric heating |  |  |  | MKr15 |  |  | INDRWH | 2050 |  | 1 |  |  | 0.447 | 0 | 0.39319 |  |  |  |  | 0.3 |  | 0 | 0 | 0 | 0 | 0 |  | 2050
Direct electric heating |  | * | Industrial heating technology Paper & Pulp MT - Direct electric heating - new 10 | MKr15 | INDDSL, INDDSB1, INDDSB2, INDHFO, INDDSE | IRDMT | INDRWH | 2011 | 2011 | 1 |  | 12.5 | 0.447 | 0 | 0.37767 | 0.031536 | 0.95 | 0 |  | 0.2 |  | 0 | 0 | 0 | 0 | 0 |  | 2020
Direct electric heating |  | * |  | MKr15 |  |  | INDRWH | 2030 |  | 1 |  |  | 0.447 | 0 | 0.38802 |  |  |  |  | 0.2 |  | 0 | 0 | 0 | 0 | 0 |  | 2030
Direct electric heating |  | * |  | MKr15 |  |  | INDRWH | 2050 |  | 1 |  |  | 0.447 | 0 | 0.39319 |  |  |  |  | 0.2 |  | 0 | 0 | 0 | 0 | 0 |  | 2050
Oil-fired boiler_NEW |  | INDRDHTDSEN1 | Industrial heating technology Paper & Pulp HT - Oil boiler (Steam) - new 1 | MKr15 | INDDSL, INDDSB1, INDDSB2, INDHFO, INDDSE | IRDHT | INDRWH | 2011 | 2011 | 0.799 |  | 25 | 0.40975 | 0.01341 | 2.0694 | 0.031536 | 0.95 | 1 |  | 0.501 |  | 0.5 | 25 | 0 | 0 | 0.1 |  | 2020
Oil-fired boiler_NEW |  |  |  | MKr15 |  |  | INDRWH | 2030 |  | 0.8075 |  |  | 0.34699 | 0.012665 | 1.8625 |  |  |  |  | 0.4925 |  | 0.5 | 20 | 0 | 0 | 0.1 |  | 2030
Oil-fired boiler_NEW |  |  |  | MKr15 |  |  | INDRWH | 2050 |  | 0.816 |  |  | 0.32814 | 0.011175 | 1.8625 |  |  |  |  | 0.484 |  | 0.5 | 15 | 0 | 0 | 0.1 |  | 2050
Oil-fired boiler_NEW |  | INDRDMTDSEN1 | Industrial heating technology Paper & Pulp MT - Oil boiler (Steam) - new 1 | MKr15 | INDDSL, INDDSB1, INDDSB2, INDHFO, INDDSE | IRDMT | INDRWH | 2011 | 2011 | 0.799 |  | 25 | 0.40975 | 0.01341 | 2.0694 | 0.031536 | 0.95 | 1 |  | 0.401 |  | 0.5 | 25 | 0 | 0 | 0.1 |  | 2020
Oil-fired boiler_NEW |  |  |  | MKr15 |  |  | INDRWH | 2030 |  | 0.8075 |  |  | 0.34699 | 0.012665 | 1.8625 |  |  |  |  | 0.3925 |  | 0.5 | 20 | 0 | 0 | 0.1 |  | 2030
Oil-fired boiler_NEW |  |  |  | MKr15 |  |  | INDRWH | 2050 |  | 0.816 |  |  | 0.32814 | 0.011175 | 1.8625 |  |  |  |  | 0.384 |  | 0.5 | 15 | 0 | 0 | 0.1 |  | 2050
Oil-fired boiler_NEW |  | INDRDRHDSEN1 | Industrial heating technology Paper & Pulp RH - Oil boiler (Steam) - new 1 | MKr15 | INDDSL, INDDSB1, INDDSB2, INDHFO, INDDSE | IRDRH | INDRWH | 2011 | 2011 | 0.799 |  | 25 | 0.40975 | 0.01341 | 2.0694 | 0.031536 | 0.95 | 1 |  | 0.201 |  | 0.5 | 25 | 0 | 0 | 0.1 |  | 2020
Oil-fired boiler_NEW |  |  |  | MKr15 |  |  | INDRWH | 2030 |  | 0.8075 |  |  | 0.34699 | 0.012665 | 1.8625 |  |  |  |  | 0.1925 |  | 0.5 | 20 | 0 | 0 | 0.1 |  | 2030
Oil-fired boiler_NEW |  |  |  | MKr15 |  |  | INDRWH | 2050 |  | 0.816 |  |  | 0.32814 | 0.011175 | 1.8625 |  |  |  |  | 0.184 |  | 0.5 | 15 | 0 | 0 | 0.1 |  | 2050
Oil-fired boiler_NEW |  | INDRDMTDSEN2 | Industrial heating technology Paper & Pulp MT - Oil boiler (Steam - condensing) - new 2 | MKr15 | INDDSL, INDDSB1, INDDSB2, INDHFO, INDDSE | IRDMT | INDRWH | 2011 | 2011 | 0.8075 |  | 25 | 0.3278 | 0.01341 | 2.0694 | 0.031536 | 0.95 | 1 |  | 0.3925 |  | 0.5 | 25 | 0 | 0 | 0.1 |  | 2020
Oil-fired boiler_NEW |  |  |  | MKr15 |  |  | INDRWH | 2030 |  | 0.816 |  |  | 0.2776 | 0.012665 | 1.8625 |  |  |  |  | 0.384 |  | 0.5 | 20 | 0 | 0 | 0.1 |  | 2030
Oil-fired boiler_NEW |  |  |  | MKr15 |  |  | INDRWH | 2050 |  | 0.8245 |  |  | 0.26251 | 0.011175 | 1.8625 |  |  |  |  | 0.3755 |  | 0.5 | 15 | 0 | 0 | 0.1 |  | 2050
Oil-fired boiler_NEW |  | INDRDRHDH2N2 | Industrial heating technology Paper & Pulp RH - Oil boiler (Steam - condensing) - new 2 | MKr15 | INDNGA, INDBGA, INDSNG1, INDSNG2, INDLPG, INDSNE, INDH2 | IRDRH | INDRWH | 2011 | 2011 | 0.8075 |  | 25 | 0.3278 | 0.01341 | 2.0694 | 0.031536 | 0.95 | 1 |  | 0.1925 |  | 0.5 | 25 | 0 | 0 | 0.1 |  | 2020
Oil-fired boiler_NEW |  |  |  | MKr15 |  |  | INDRWH | 2030 |  | 0.816 |  |  | 0.2776 | 0.012665 | 1.8625 |  |  |  |  | 0.184 |  | 0.5 | 20 | 0 | 0 | 0.1 |  | 2030
Oil-fired boiler_NEW |  |  |  | MKr15 |  |  | INDRWH | 2050 |  | 0.8245 |  |  | 0.26251 | 0.011175 | 1.8625 |  |  |  |  | 0.1755 |  | 0.5 | 15 | 0 | 0 | 0.1 |  | 2050
Natural gas boiler_NEW |  | INDRDHTDH2N1 | Industrial heating technology Paper & Pulp HT - Gas boiler (Steam) - new 1 | MKr15 | INDNGA, INDBGA, INDSNG1, INDSNG2, INDLPG, INDSNE, INDH2 | IRDHT | INDRWH | 2011 | 2011 | 0.782 |  | 25 | 0.40636 | 0.0149 | 2.2764 | 0.031536 | 0.95 | 1 |  | 0.518 |  | 0.3 | 9 | 3 | 1 | 0.1 |  | 2020
Natural gas boiler_NEW |  |  |  | MKr15 |  |  | INDRWH | 2030 |  | 0.7905 |  |  | 0.33864 | 0.014155 | 2.0694 |  |  |  |  | 0.5095 |  | 0.3 | 7 | 2 | 1 | 0.1 |  | 2030
Natural gas boiler_NEW |  |  |  | MKr15 |  |  | INDRWH | 2050 |  | 0.799 |  |  | 0.33864 | 0.012665 | 2.0694 |  |  |  |  | 0.501 |  | 0.3 | 6 | 2 | 1 | 0.1 |  | 2050
Natural gas boiler_NEW |  | INDRDMTDH2N1 | Industrial heating technology Paper & Pulp MT - Gas boiler (Steam) - new 1 | MKr15 | INDNGA, INDBGA, INDSNG1, INDSNG2, INDLPG, INDSNE, INDH2 | IRDMT | INDRWH | 2011 | 2011 | 0.782 |  | 25 | 0.40636 | 0.0149 | 2.2764 | 0.031536 | 0.95 | 1 |  | 0.418 |  | 0.3 | 9 | 3 | 1 | 0.1 |  | 2020
Natural gas boiler_NEW |  |  |  | MKr15 |  |  | INDRWH | 2030 |  | 0.7905 |  |  | 0.33864 | 0.014155 | 2.0694 |  |  |  |  | 0.4095 |  | 0.3 | 7 | 2 | 1 | 0.1 |  | 2030
Natural gas boiler_NEW |  |  |  | MKr15 |  |  | INDRWH | 2050 |  | 0.799 |  |  | 0.33864 | 0.012665 | 2.0694 |  |  |  |  | 0.401 |  | 0.3 | 6 | 2 | 1 | 0.1 |  | 2050
Natural gas boiler_NEW |  | INDRDRHDH2N1 | Industrial heating technology Paper & Pulp RH - Gas boiler (Steam) - new 1 | MKr15 | INDNGA, INDBGA, INDSNG1, INDSNG2, INDLPG, INDSNE, INDH2 | IRDRH | INDRWH | 2011 | 2011 | 0.782 |  | 25 | 0.40636 | 0.0149 | 2.2764 | 0.031536 | 0.95 | 1 |  | 0.218 |  | 0.3 | 9 | 3 | 1 | 0.1 |  | 2020
Natural gas boiler_NEW |  |  |  | MKr15 |  |  | INDRWH | 2030 |  | 0.7905 |  |  | 0.33864 | 0.014155 | 2.0694 |  |  |  |  | 0.2095 |  | 0.3 | 7 | 2 | 1 | 0.1 |  | 2030
Natural gas boiler_NEW |  |  |  | MKr15 |  |  | INDRWH | 2050 |  | 0.799 |  |  | 0.33864 | 0.012665 | 2.0694 |  |  |  |  | 0.201 |  | 0.3 | 6 | 2 | 1 | 0.1 |  | 2050
Natural gas boiler_NEW |  | INDRDMTDH2N2 | Industrial heating technology Paper & Pulp MT - Gas boiler (Steam - condensing) - new 2 | MKr15 | INDNGA, INDBGA, INDSNG1, INDSNG2, INDLPG, INDSNE, INDH2 | IRDMT | INDRWH | 2011 | 2011 | 0.8585 |  | 25 | 0.447 | 0.0149 | 2.2764 | 0.031536 | 0.95 | 1 |  | 0.3415 |  | 0.3 | 9 | 3 | 1 | 0.1 |  | 2020
Natural gas boiler_NEW |  |  |  | MKr15 |  |  | INDRWH | 2030 |  | 0.8755 |  |  | 0.3725 | 0.014155 | 2.0694 |  |  |  |  | 0.3245 |  | 0.3 | 7 | 2 | 1 | 0.1 |  | 2030
Natural gas boiler_NEW |  |  |  | MKr15 |  |  | INDRWH | 2050 |  | 0.8755 |  |  | 0.3725 | 0.012665 | 2.0694 |  |  |  |  | 0.3245 |  | 0.3 | 6 | 2 | 1 | 0.1 |  | 2050
Natural gas boiler_NEW |  | INDRDRHDH2N2 | Industrial heating technology Paper & Pulp RH - Gas boiler (Steam - condensing) - new 2 | MKr15 | INDNGA, INDBGA, INDSNG1, INDSNG2, INDLPG, INDSNE, INDH2 | IRDRH | INDRWH | 2011 | 2011 | 0.8585 |  | 25 | 0.447 | 0.0149 | 2.2764 | 0.031536 | 0.95 | 1 |  | 0.1415 |  | 0.3 | 9 | 3 | 1 | 0.1 |  | 2020
Natural gas boiler_NEW |  |  |  | MKr15 |  |  | INDRWH | 2030 |  | 0.8755 |  |  | 0.3725 | 0.014155 | 2.0694 |  |  |  |  | 0.1245 |  | 0.3 | 7 | 2 | 1 | 0.1 |  | 2030
Natural gas boiler_NEW |  |  |  | MKr15 |  |  | INDRWH | 2050 |  | 0.8755 |  |  | 0.3725 | 0.012665 | 2.0694 |  |  |  |  | 0.1245 |  | 0.3 | 6 | 2 | 1 | 0.1 |  | 2050
Natural gas boiler_NEW |  | INDRDMTDH2N3 | Industrial heating technology Paper & Pulp MT - Gas boiler (Hot Water) - new 3 | MKr15 | INDNGA, INDBGA, INDSNG1, INDSNG2, INDLPG, INDSNE, INDH2 | IRDMT | INDRWH | 2011 | 2011 | 0.7905 |  | 25 | 0.32509 | 0.0149 | 2.2764 | 0.031536 | 0.95 | 1 |  | 0.4095 |  | 0.3 | 9 | 3 | 1 | 0.1 |  | 2020
Natural gas boiler_NEW |  |  |  | MKr15 |  |  | INDRWH | 2030 |  | 0.799 |  |  | 0.27091 | 0.014155 | 2.0694 |  |  |  |  | 0.401 |  | 0.3 | 7 | 2 | 1 | 0.1 |  | 2030
Natural gas boiler_NEW |  |  |  | MKr15 |  |  | INDRWH | 2050 |  | 0.8075 |  |  | 0.27091 | 0.012665 | 2.0694 |  |  |  |  | 0.3925 |  | 0.3 | 6 | 2 | 1 | 0.1 |  | 2050
Natural gas boiler_NEW |  | INDRDRHDH2N3 | Industrial heating technology Paper & Pulp RH - Gas boiler (Hot Water) - new 3 | MKr15 | INDNGA, INDBGA, INDSNG1, INDSNG2, INDLPG, INDSNE, INDH2 | IRDRH | INDRWH | 2011 | 2011 | 0.7905 |  | 25 | 0.32509 | 0.0149 | 2.2764 | 0.031536 | 0.95 | 1 |  | 0.2095 |  | 0.3 | 9 | 3 | 1 | 0.1 |  | 2020
Natural gas boiler_NEW |  |  |  | MKr15 |  |  | INDRWH | 2030 |  | 0.799 |  |  | 0.27091 | 0.014155 | 2.0694 |  |  |  |  | 0.201 |  | 0.3 | 7 | 2 | 1 | 0.1 |  | 2030
Natural gas boiler_NEW |  |  |  | MKr15 |  |  | INDRWH | 2050 |  | 0.8075 |  |  | 0.27091 | 0.012665 | 2.0694 |  |  |  |  | 0.1925 |  | 0.3 | 6 | 2 | 1 | 0.1 |  | 2050
Natural gas boiler_NEW |  | INDRDMTDH2N4 | Industrial heating technology Paper & Pulp MT - Gas boiler (Hot Water - condensing) - new 4 | MKr15 | INDNGA, INDBGA, INDSNG1, INDSNG2, INDLPG, INDSNE, INDH2 | IRDMT | INDRWH | 2011 | 2011 | 0.8585 |  | 25 | 0.3576 | 0.0149 | 2.2764 | 0.031536 | 0.95 | 1 |  | 0.3415 |  | 0.3 | 9 | 3 | 1 | 0.1 |  | 2020
Natural gas boiler_NEW |  |  |  | MKr15 |  |  | INDRWH | 2030 |  | 0.8755 |  |  | 0.298 | 0.014155 | 2.0694 |  |  |  |  | 0.3245 |  | 0.3 | 7 | 2 | 1 | 0.1 |  | 2030
Natural gas boiler_NEW |  |  |  | MKr15 |  |  | INDRWH | 2050 |  | 0.8755 |  |  | 0.298 | 0.012665 | 2.0694 |  |  |  |  | 0.3245 |  | 0.3 | 6 | 2 | 1 | 0.1 |  | 2050
Natural gas boiler_NEW |  | INDRDRHDH2N4 | Industrial heating technology Paper & Pulp RH - Gas boiler (Hot Water- condensing) - new 4 | MKr15 | INDNGA, INDBGA, INDSNG1, INDSNG2, INDLPG, INDSNE, INDH2 | IRDRH | INDRWH | 2011 | 2011 | 0.8585 |  | 25 | 0.3576 | 0.0149 | 2.2764 | 0.031536 | 0.95 | 1 |  | 0.1415 |  | 0.3 | 9 | 3 | 1 | 0.1 |  | 2020
Natural gas boiler_NEW |  |  |  | MKr15 |  |  | INDRWH | 2030 |  | 0.8755 |  |  | 0.298 | 0.014155 | 2.0694 |  |  |  |  | 0.1245 |  | 0.3 | 7 | 2 | 1 | 0.1 |  | 2030
Natural gas boiler_NEW |  |  |  | MKr15 |  |  | INDRWH | 2050 |  | 0.8755 |  |  | 0.298 | 0.012665 | 2.0694 |  |  |  |  | 0.1245 |  | 0.3 | 6 | 2 | 1 | 0.1 |  | 2050
Natural gas boiler_NEW |  | * | Industrial heating technology Paper & Pulp HT - Gas boiler (Direct firing) - new 5 | MKr15 | INDNGA, INDBGA, INDSNG1, INDSNG2, INDLPG, INDSNE, INDH2 | IRDHT | INDRWH | 2011 | 2011 | 0.8585 |  | 15 | 0.11175 | 0.0013545 | 0.58462 | 0.031536 | 0.95 | 0 |  | 0.4415 |  | 0.3 | 9 | 3 | 1 | 0.1 |  | 2020
Natural gas boiler_NEW |  | * |  | MKr15 |  |  | INDRWH | 2030 |  | 0.8755 |  |  | 0.11175 | 0.0013207 | 0.57427 |  |  |  |  | 0.4245 |  | 0.3 | 7 | 2 | 1 | 0.1 |  | 2030
Natural gas boiler_NEW |  | * |  | MKr15 |  |  | INDRWH | 2050 |  | 0.8755 |  |  | 0.11175 | 0.0011514 | 0.57944 |  |  |  |  | 0.4245 |  | 0.3 | 6 | 2 | 1 | 0.1 |  | 2050
Natural gas boiler_NEW |  | * | Industrial heating technology Paper & Pulp MT - Gas boiler (Direct firing) - new 5 | MKr15 | INDNGA, INDBGA, INDSNG1, INDSNG2, INDLPG | IRDMT | INDRWH | 2011 | 2011 | 0.8585 |  | 25 | 0.11175 | 0.0013545 | 0.58462 | 0.031536 | 0.95 | 0 |  | 0.3415 |  | 0.3 | 9 | 3 | 1 | 0.1 |  | 2020
Natural gas boiler_NEW |  | * |  | MKr15 |  |  | INDRWH | 2030 |  | 0.8755 |  |  | 0.11175 | 0.0013207 | 0.57427 |  |  |  |  | 0.3245 |  | 0.3 | 7 | 2 | 1 | 0.1 |  | 2030
Natural gas boiler_NEW |  | * |  | MKr15 |  |  | INDRWH | 2050 |  | 0.85 |  |  | 0.11175 | 0.0011514 | 0.57944 |  |  |  |  | 0.35 |  | 0.3 | 6 | 2 | 1 | 0.1 |  | 2050
Coal boiler |  | INDRDHTCOAN1 | Industrial heating technology Paper & Pulp HT - Coal boiler (Steam) - new 1 | MKr15 | INDCOA | IRDHT | INDRWH | 2011 | 2011 | 0.7565 |  | 25 | 4.6055 | 0.25106 | 3.9382 | 0.031536 | 0.95 | 1 |  | 0.5435 |  | 8 | 35 | 1.5 | 0.8 | 2.1 |  | 2020
Coal boiler |  |  |  | MKr15 |  |  | INDRWH | 2030 |  | 0.7565 |  |  | 4.4023 | 0.24287 | 3.9837 |  |  |  |  | 0.5435 |  | 8 | 35 | 1.5 | 0.8 | 2.1 |  | 2030
Coal boiler |  |  |  | MKr15 |  |  | INDRWH | 2050 |  | 0.7735 |  |  | 3.9959 | 0.22797 | 4.0064 |  |  |  |  | 0.5265 |  | 8 | 35 | 1.5 | 0.8 | 2.1 |  | 2050
Coal boiler |  | INDRDMTCOAN1 | Industrial heating technology Paper & Pulp MT - Coal boiler (Steam) - new 1 | MKr15 | INDCOA | IRDMT | INDRWH | 2011 | 2011 | 0.7565 |  | 25 | 4.6055 | 0.25106 | 3.9382 | 0.031536 | 0.95 | 1 |  | 0.4435 |  | 8 | 35 | 1.5 | 0.8 | 2.1 |  | 2020
Coal boiler |  |  |  | MKr15 |  |  | INDRWH | 2030 |  | 0.7565 |  |  | 4.4023 | 0.24287 | 3.9837 |  |  |  |  | 0.4435 |  | 8 | 35 | 1.5 | 0.8 | 2.1 |  | 2030
Coal boiler |  |  |  | MKr15 |  |  | INDRWH | 2050 |  | 0.7735 |  |  | 3.9959 | 0.22797 | 4.0064 |  |  |  |  | 0.4265 |  | 8 | 35 | 1.5 | 0.8 | 2.1 |  | 2050
Coal boiler |  | INDRDRHCOAN1 | Industrial heating technology Paper & Pulp RH - Coal boiler (Steam) - new 1 | MKr15 | INDCOA | IRDRH | INDRWH | 2011 | 2011 | 0.7565 |  | 25 | 4.6055 | 0.25106 | 3.9382 | 0.031536 | 0.95 | 1 |  | 0.2435 |  | 8 | 35 | 1.5 | 0.8 | 2.1 |  | 2020
Coal boiler |  |  |  | MKr15 |  |  | INDRWH | 2030 |  | 0.7565 |  |  | 4.4023 | 0.24287 | 3.9837 |  |  |  |  | 0.2435 |  | 8 | 35 | 1.5 | 0.8 | 2.1 |  | 2030
Coal boiler |  |  |  | MKr15 |  |  | INDRWH | 2050 |  | 0.7735 |  |  | 3.9959 | 0.22797 | 4.0064 |  |  |  |  | 0.2265 |  | 8 | 35 | 1.5 | 0.8 | 2.1 |  | 2050
Coal boiler |  | INDRDMTCOAN2 | Industrial heating technology Paper & Pulp MT - Coal boiler (Hot Water) - new 2 | MKr15 | INDCOA | IRDMT | INDRWH | 2011 | 2011 | 0.7565 |  | 25 | 4.6055 | 0.25106 | 3.9382 | 0.031536 | 0.95 | 1 |  | 0.4435 |  | 8 | 35 | 1.5 | 0.8 | 2.1 |  | 2020
Coal boiler |  |  |  | MKr15 |  |  | INDRWH | 2030 |  | 0.7565 |  |  | 4.4023 | 0.24287 | 3.9837 |  |  |  |  | 0.4435 | [7 empty] | 2030
Coal boiler |  |  |  | MKr15 |  |  | INDRWH | 2050 |  | 0.7735 |  |  | 3.9959 | 0.22797 | 4.0064 |  |  |  |  | 0.4265 | [7 empty] | 2050
Coal boiler |  | INDRDRHCOAN2 | Industrial heating technology Paper & Pulp RH - Coal boiler (Hot Water) - new 2 | MKr15 | INDCOA | IRDRH | INDRWH | 2011 | 2011 | 0.7565 |  | 25 | 4.6055 | 0.25106 | 3.9382 | 0.031536 | 0.95 | 1 |  | 0.2435 |  | 8 | 35 | 1.5 | 0.8 | 2.1 |  | 2020
Coal boiler |  |  |  | MKr15 |  |  | INDRWH | 2030 |  | 0.7565 |  |  | 4.4023 | 0.24287 | 3.9837 |  |  |  |  | 0.2435 | [7 empty] | 2030
Coal boiler |  |  |  | MKr15 |  |  | INDRWH | 2050 |  | 0.7735 |  |  | 3.9959 | 0.22797 | 4.0064 |  |  |  |  | 0.2265 | [7 empty] | 2050
Solar heating |  | INDRDRHSOLN1 | Industrial heating technology Paper & Pulp RH - Solar - new 1 | MKr15 | INDSOL | IRDRH |  | 2011 | 2011 | 1 |  | 25 | 4.2857 | 0.02066 | 0 | 0.031536 | 0.95 | 1 |  |  |  | 0 | 0 | 0 | 0 | 0 |  | 2020
Solar heating |  |  |  | MKr15 |  |  |  | 2030 |  | 1 |  | 30 | 3.9286 | 0.023281 | 0 | [12 empty] | 2030
Solar heating |  |  |  | MKr15 |  |  |  | 2050 |  | 1 |  | 30 | 3.5714 | 0.021499 | 0 | [12 empty] | 2050
|  | * Heat Exchangers |  | MKr15
|  | * | Industrial heating technology Paper & Pulp RH - central district heating - within DH area - new 1 | MKr15 | INDHCE | IRDRH |  | 2011 | 2011 | 0.96 |  | 30 | 1.17 | 0.058736 | 1.9463 | 0.031536 | 0.5
|  | * | Industrial heating technology Paper & Pulp RH - decentral district heating - within DH area - new 1 | MKr15 | INDHDE | IRDRH |  | 2011 | 2011 | 0.96 |  | 30 | 1.25 | 0.058736 | 1.9463 | 0.031536 | 0.5
|  | * Electric appliances |  | MKr15
|  | INDRDLAELCN1 | Industry Paper & Pulp LA Electricity Light Appliance - New 1 | MKr15 | INDELC | IRDLA |  | 2011 | 2011 | 1 |  | 10 |  |  |  |  | 0.9
|  |  |  | MKr15 |  |  |  | 2020
|  |  |  | MKr15 |  |  |  | 2030
|  |  |  | MKr15 |  |  |  | 2050
|  | INDRDEMELCN1 | Industry Paper & Pulp EM Electricity Motors - New 1 | MKr15 | INDELC | IRDEM |  | 2011 | 2011 | 1 |  | 10 |  |  |  |  | 0.9
|  |  |  | MKr15 | INDDSL, INDDSB1, INDDSB2, INDHFO, INDDSE |  |  | 2020
|  |  |  | MKr15 |  |  |  | 2030
|  |  |  | MKr15 |  |  |  | 2050
|  | INDRDTFDSLN1 | Industry Paper & Pulp TF Tractors, Trucks, Fishing boats - New 1 | MKr15 | INDDSL, INDDSB1, INDDSB2 | IRDTF |  | 2011 | 2011 | 1 |  | 10 |  |  |  |  | 0.9
|  |  |  | MKr15 | INDNGA, INDBGA, INDSNG1, INDSNG2, INDLPG, INDSNE, INDH2 |  |  | 2020
|  |  |  | MKr15 |  |  |  | 2030
|  |  |  | MKr15 |  |  |  | 2050
|  | INDRDFLNG2N1 | Industry Paper & Pulp TF Forklifts - New 1 | MKr15 | INDLPG, INDBGA, INDNGA, INDSNG1, INDSNG2 | IRDFL |  | 2011 | 2011 | 1 |  | 10 |  |  |  |  | 0.9
|  |  |  | MKr15 |  |  |  | 2020
|  |  |  | MKr15 |  |  |  | 2030
|  |  |  | MKr15 |  |  |  | 2050
~FI_Process
| Sets | TechName | TechDesc | Tact | Tcap | Tslvl | PrimaryCG | Vintage
| *Process Set Membership | Technology Name | Technology Description | Activity Unit | Capacity Unit | TimeSlice level of Process Activity | Primary Commodity Group | Vintage Tracking
| * | * | Industrial heating technology Paper & Pulp MT - Heat pump utilizing waste heat - new 1 | PJ | MW | DAYNITE |  | yes
| DMD | INDRDRHELCN1 | Industrial heating technology Paper & Pulp RH - Heat pump utilizing waste heat - new 1 | PJ | MW | DAYNITE |  | yes
| * | * | Industrial heating technology Paper & Pulp MT - Heat pump utilizing waste heat - new 1 | PJ | MW | DAYNITE |  | yes
| DMD | INDRDRHELCN2 | Industrial heating technology Paper & Pulp RH - Heat driven heat pump utilizing waste heat - new 2 | PJ | MW | DAYNITE |  | yes
| * | * | Industrial heating technology Paper & Pulp MT - Heat pump utilizing waste heat - new 1 | PJ | MW | DAYNITE |  | yes
| DMD | INDRDRHELCN3 | Industrial heating technology Paper & Pulp RH - High Temp abs. Heat pump utilizing waste heat - new 3 | PJ | MW | DAYNITE |  | yes
| * | * | Industrial heating technology Paper & Pulp MT - Heat pump utilizing waste heat - new 1 | PJ | MW | DAYNITE |  | yes
| DMD | INDRDRHELCN4 | Industrial heating technology Paper & Pulp RH - Booster Heat pump utilizing waste heat - new 4 | PJ | MW | DAYNITE |  | yes
| * | * | Industrial heating technology Paper & Pulp MT - Heat pump utilizing waste heat - new 1 | PJ | MW |  |  | yes
| * | * | Industrial heating technology Paper & Pulp MT - Heat pump utilizing waste heat - new 1 | PJ | MW | DAYNITE |  | yes
| * | * | Industrial heating technology Paper & Pulp MT - Heat pump utilizing waste heat - new 1 | PJ | MW | DAYNITE |  | yes
| * | * | Industrial heating technology Paper & Pulp MT - Heat pump utilizing waste heat - new 1 | PJ | MW | DAYNITE |  | yes
| DMD | INDRDHTELCN8 | Industrial heating technology Paper & Pulp HT - Electric boiler (Steam) - new 8 | PJ | MW | DAYNITE |  | yes
| DMD | INDRDMTELCN8 | Industrial heating technology Paper & Pulp MT - Electric boiler (Steam) - new 8 | PJ | MW | DAYNITE |  | yes
| * | * | Industrial heating technology Paper & Pulp MT - Heat pump utilizing waste heat - new 1 | PJ | MW | DAYNITE |  | yes
| DMD | INDRDMTELCN9 | Industrial heating technology Paper & Pulp MT - Electric boiler (Hot Water) - new 9 | PJ | MW | DAYNITE |  | yes
| * | * | Industrial heating technology Paper & Pulp MT - Heat pump utilizing waste heat - new 1 | PJ | MW | DAYNITE |  | yes
| DMD | INDRDHTWCHN1 | Industrial heating technology Paper & Pulp HT - Wood chip boiler (Steam) - new 1 | PJ | MW |  |  | yes
| DMD |  | 0 | PJ | MW |  |  | yes
| DMD |  | 0 | PJ | MW |  |  | yes
| DMD | 0 | #N/A | PJ | MW |  |  | yes
| * | * | Industrial heating technology Paper & Pulp MT - Heat pump utilizing waste heat - new 1 | PJ | MW |  |  | yes
| * | * | Industrial heating technology Paper & Pulp MT - Heat pump utilizing waste heat - new 1 | PJ | MW |  |  | yes
| DMD | INDRDMTWCHN3 | Industrial heating technology Paper & Pulp MT - Wood chip boiler (Hot Water) - new 3 | PJ | MW |  |  | yes
| DMD | INDRDRHWCHN3 | Industrial heating technology Paper & Pulp RH - Wood chip boiler (Hot Water) - new 3 | PJ | MW |  |  | yes
| DMD | INDRDMTBLQN4 | Industrial heating technology Paper & Pulp MT - Wood chip boiler (Hot Water - condensing) - new 4 | PJ | MW |  |  | yes
| DMD | INDRDRHBLQN4 | Industrial heating technology Paper & Pulp RH - Wood chip boiler (Hot Water- condensing) - new 4 | PJ | MW | DAYNITE |  | yes
| DMD | INDRDHTELCN0 | Industrial heating technology Paper & Pulp HT - Direct electric heating - new 10 | PJ | MW | DAYNITE |  | yes
| * | * | Industrial heating technology Paper & Pulp MT - Heat pump utilizing waste heat - new 1 | PJ | MW |  |  | yes
| DMD | INDRDHTDSEN1 | Industrial heating technology Paper & Pulp HT - Oil boiler (Steam) - new 1 | PJ | MW |  |  | yes
| DMD | INDRDMTDSEN1 | Industrial heating technology Paper & Pulp MT - Oil boiler (Steam) - new 1 | PJ | MW |  |  | yes
| DMD | INDRDRHDSEN1 | Industrial heating technology Paper & Pulp RH - Oil boiler (Steam) - new 1 | PJ | MW |  |  | yes
| DMD | INDRDMTDSEN2 | Industrial heating technology Paper & Pulp MT - Oil boiler (Steam - condensing) - new 2 | PJ | MW |  |  | yes
| DMD | INDRDRHDH2N2 | Industrial heating technology Paper & Pulp RH - Oil boiler (Steam - condensing) - new 2 | PJ | MW |  |  | yes
| DMD | INDRDHTDH2N1 | Industrial heating technology Paper & Pulp HT - Gas boiler (Steam) - new 1 | PJ | MW |  |  | yes
| DMD | INDRDMTDH2N1 | Industrial heating technology Paper & Pulp MT - Gas boiler (Steam) - new 1 | PJ | MW |  |  | yes
| DMD | INDRDRHDH2N1 | Industrial heating technology Paper & Pulp RH - Gas boiler (Steam) - new 1 | PJ | MW |  |  | yes
| DMD | INDRDMTDH2N2 | Industrial heating technology Paper & Pulp MT - Gas boiler (Steam - condensing) - new 2 | PJ | MW |  |  | yes
| DMD | INDRDRHDH2N2 | Industrial heating technology Paper & Pulp RH - Oil boiler (Steam - condensing) - new 2 | PJ | MW |  |  | yes
| DMD | INDRDMTDH2N3 | Industrial heating technology Paper & Pulp MT - Gas boiler (Hot Water) - new 3 | PJ | MW |  |  | yes
| DMD | INDRDRHDH2N3 | Industrial heating technology Paper & Pulp RH - Gas boiler (Hot Water) - new 3 | PJ | MW |  |  | yes
| DMD | INDRDMTDH2N4 | Industrial heating technology Paper & Pulp MT - Gas boiler (Hot Water - condensing) - new 4 | PJ | MW |  |  | yes
| DMD | INDRDRHDH2N4 | Industrial heating technology Paper & Pulp RH - Gas boiler (Hot Water- condensing) - new 4 | PJ | MW |  |  | yes
| * | * | Industrial heating technology Paper & Pulp MT - Heat pump utilizing waste heat - new 1 | PJ | MW |  |  | yes
| * | * | Industrial heating technology Paper & Pulp MT - Heat pump utilizing waste heat - new 1 | PJ | MW |  |  | yes
| DMD | INDRDHTCOAN1 | Industrial heating technology Paper & Pulp HT - Coal boiler (Steam) - new 1 | PJ | MW |  |  | yes
| DMD | INDRDMTCOAN1 | Industrial heating technology Paper & Pulp MT - Coal boiler (Steam) - new 1 | PJ | MW |  |  | yes
| DMD | INDRDRHCOAN1 | Industrial heating technology Paper & Pulp RH - Coal boiler (Steam) - new 1 | PJ | MW |  |  | yes
| DMD | INDRDMTCOAN2 | Industrial heating technology Paper & Pulp MT - Coal boiler (Hot Water) - new 2 | PJ | MW |  |  | yes
| DMD | INDRDRHCOAN2 | Industrial heating technology Paper & Pulp RH - Coal boiler (Hot Water) - new 2 | PJ | MW | DAYNITE |  | yes
| * | * | Industrial heating technology Paper & Pulp MT - Heat pump utilizing waste heat - new 1 | PJ | MW | DAYNITE |  | yes
| * | * | Industrial heating technology Paper & Pulp MT - Heat pump utilizing waste heat - new 1 | PJ | MW | DAYNITE |  | yes
| DMD | INDRDLAELCN1 | Industry Paper & Pulp LA Electricity Light Appliance - New 1 | PJ | MW | DAYNITE |  | yes
| DMD | INDRDEMELCN1 | Industry Paper & Pulp EM Electricity Motors - New 1 | PJ | MW | DAYNITE |  | yes
| DMD | INDRDTFDSLN1 | Industry Paper & Pulp TF Tractors, Trucks, Fishing boats - New 1 | PJ | MW |  |  | yes
| DMD | INDRDFLNG2N1 | Industry Paper & Pulp TF Forklifts - New 1 | PJ | MW |  |  | yes
~FI_Comm
CSet | Region | CommName | CommDesc | Unit | LimType | CTSLvl | PeakTS | Ctype
*Commodity Set Membership | Region Name | Commodity Name | Commodity Description | Unit | Sense of the Balance EQN. | Timeslice Level | Peak Monitoring | Electricity Indicator
ENV |  | IPDSOx | Industrial heating heating technology Paper & Pulp - SOx emission | g/GJ
|  | IPDNOx | Industrial heating heating technology Paper & Pulp - NOx emission | g/GJ
|  | IPDCH4 | Industrial heating heating technology Paper & Pulp - CH4 emission | g/GJ
|  | IPDNO2 | Industrial heating heating technology Paper & Pulp - NO2 emission | g/GJ
|  | IPDPM | Industrial heating heating technology Paper & Pulp - Particle emission | g/GJ
NRG |  | INDRWH | Industrial heating technology Paper & Pulp - Waste heat | PJ |  | DAYNITE
Note on E1: Andreas Helk ¦ Viegand Maagøe: Input for each sheet - Choose between the categories from the ENS catalogue. Used for looking up potentials
Note on S1: Andreas Helk ¦ Viegand Maagøe: Column number for looking up the right FLO_MARK (direct or indirect technologies)
Note on U1: Andreas Helk ¦ Viegand Maagøe: Base input for calculating waste heat in industry. Factor that estimates how much waste heat is generated within HT, MT and RH due to the processes involved and not the technology i.e. drying processes, evaporation, distilling etc. Should be sector-specific depending on the processes within each sector.
Note on E2: Andreas Helk ¦ Viegand Maagøe: Write a sector name for TechDesc and Comm-OUT
Note on G6: Andreas Helk ¦ Viegand Maagøe: Heat pumps are set to use both electricity and waste heat within industries.
Note on I6: Andreas Helk ¦ Viegand Maagøe: Boilers are also set to give out waste heat
Note on M6: Andreas Helk ¦ Viegand Maagøe: For heat pumps the COP value is loaded here for calculating the input shares. (* means that TIMES does not read the column)
Note on S6: Andreas Helk ¦ Viegand Maagøe: Consider looking into updating these
Note on X6: Maurizio Gargiulo: It is not possible to use the parameter like in here because we have more than one COMM-OUT. If you try to join the two tables you will get an error. We should move these information in a scenario file
Note on M9: Andreas Helk ¦ Viegand Maagøe: Heat pump COP is written in this column since they are not using air as heat source, but using the waste heat within the industry.
Note on T33: Andreas Helk ¦ Viegand Maagøe: Assumed that the traditional heat pumps are prioritized first, so the Abs. heat pump potential is what is left.
Note on T45: Andreas Helk ¦ Viegand Maagøe: Assumed that the traditional heat pumps are prioritized first, so the Booster heat pump potential is what is left.
Note on L87: [Threaded comment] Your version of Excel allows you to read this threaded comment; however, any edits to it will get removed if the file is opened in a newer version of Excel. Learn more: https://go.microsoft.com/fwlink/?linkid=870924 Comment: Assumed to 85% lower efficiency, fue to BLQ, following VT files
Note on O171: [Threaded comment] Your version of Excel allows you to read this threaded comment; however, any edits to it will get removed if the file is opened in a newer version of Excel. Learn more: https://go.microsoft.com/fwlink/?linkid=870924 Comment: Assumed to be similar to that of BLQ plants
Note on T186: Andreas Helk ¦ Viegand Maagøe: Not a part of the technology catalogue - manual input
Note on O190: Stefan Petrovic: =L6*0.95 was previously

## IND_Wood_new
|  | Sector name: | 2.Commodity production | [13 empty] | Direct | Indirect | WH Base input: | HT | 0.3
|  |  | Wood products | [13 empty] | 15 | 15 |  | MT | 0.2
[20 empty] | RH | 0
~FI_T
Sheet names (for lookups) |  | TechName | *TechDesc | CURR | Comm-IN | Comm-OUT | Comm-OUT-A | YEAR | START | EFF | *COP | LIFE | INVCOST | FIXOM | VAROM | CAP2ACT | AFA | FLO_MARK | Share-I~UP | VDA_FLOP |  | FEMIS~IWDSOx | FEMIS~IWDNOx | FEMIS~IWDCH4 | FEMIS~IWDNO2 | FEMIS~IWDPM | * Source | Lookup year | Input~ELCC | EFF heat pumps moved to Trans file
*PlantName
|  | * | [10 empty] | Mkr/MW | Mkr/MW/year | Mkr/PJ | Factor | Factor |  |  |  |  | g/GJ | g/GJ | g/GJ | g/GJ | g/GJ
Trad. Heat pump 80C |  | * | Industrial heating technology Wood products MT - Heat pump utilizing waste heat - new 1 | MKr15 | INDELC | IWDMT |  | 2020 | 2020 | 1 | 4.4755 | 20 | 5.4385 | 0.0149 | 6.7464 | 0.031536 | 0.5 | 0 | 0.22567 |  |  | 0 | 0 | 0 | 0 | 0 |  | 2020
Trad. Heat pump 80C |  | * |  | MKr15 | INDWWH | [13 empty] | 0.77433
Trad. Heat pump 80C |  | * |  | MKr15 | INDELC | IWDMT |  | 2030 |  | 1 | 4.5793 |  | 4.8425 | 0.0149 | 6.6222 |  |  |  | 0.22056 |  |  | 0 | 0 | 0 | 0 | 0 |  | 2030
Trad. Heat pump 80C |  | * |  | MKr15 | INDWWH | [13 empty] | 0.77944 | [11 empty] | Sector | Wood products
Trad. Heat pump 80C |  | * |  | MKr15 | INDELC | IWDMT |  | 2050 |  | 1 | 4.7191 |  | 4.321 | 0.0149 | 6.4567 |  |  |  | 0.21402 |  |  | 0 | 0 | 0 | 0 | 0 |  | 2050 |  |  | IWDHT | Wood products industry Demand Heat High Temp. over 150C | IWDMT | Wood products industry Demand Heat Medium Temp. up to 150C
Trad. Heat pump 80C |  | * |  | MKr15 | INDWWH | [13 empty] | 0.78598 | [11 empty] | IWDMT | Wood products industry Demand Heat Medium Temp. up to 150C | IWDHT | Wood products industry Demand Heat High Temp. over 150C
Trad. Heat pump 80C |  | INDWDRHELCN1 | Industrial heating technology Wood products RH - Heat pump utilizing waste heat - new 1 | MKr15 | INDELC | IWDRH |  | 2020 | 2020 | 1 | 4.4755 | 20 | 5.4385 | 0.0149 | 6.7464 | 0.031536 | 0.5 | 1 | 0.22567 |  |  | 0 | 0 | 0 | 0 | 0 |  | 2020 |  |  | IWDRH | Wood products industry Demand Heat Room Heat | IWDRH | Wood products industry Demand Heat Room Heat
Trad. Heat pump 80C |  |  |  | MKr15 | INDWWH | [13 empty] | 0.77433 | [11 empty] | IWDLA | Wood products industry Demand Light | IWDLA | Wood products industry Demand Light
Trad. Heat pump 80C |  |  |  | MKr15 | INDELC | IWDRH |  | 2030 |  | 1 | 4.5793 |  | 4.8425 | 0.0149 | 6.6222 |  |  |  | 0.22056 |  |  | 0 | 0 | 0 | 0 | 0 |  | 2030 |  |  | IWDEM | Wood products industry Demand Electric Motors | IWDEM | Wood products industry Demand Electric Motors
Trad. Heat pump 80C |  |  |  | MKr15 | INDWWH | [13 empty] | 0.77944 | [11 empty] | IWDTF | Wood products industry Demand Haulage Tractors, Trucks, Fishing boats, Forest machines | IWDTF | Wood products industry Demand Haulage Tractors, Trucks, Fishing boats, Forest machines
Trad. Heat pump 80C |  |  |  | MKr15 | INDELC | IWDRH |  | 2050 |  | 1 | 4.7191 |  | 4.321 | 0.0149 | 6.4567 |  |  |  | 0.21402 |  |  | 0 | 0 | 0 | 0 | 0 |  | 2050 |  |  | IWDFL | Wood products industry Demand Haulage Forklifts | IWDFL | Wood products industry Demand Haulage Forklifts
Trad. Heat pump 80C |  |  |  | MKr15 | INDWWH | [13 empty] | 0.78598 | [11 empty] | INDWWH | Wood products Industrial Waste Heat
Heat driven Heat pump 80C |  | * | Industrial heating technology Wood products MT - Heat driven heat pump utilizing waste heat - new 2 | MKr15 | INDELC | IWDMT |  | 2020 | 2020 | 1 | 1.68 | 20 | 4.172 | 0.0149 | 2.0901 | 0.031536 | 0.5 | 0 | 0.60119 |  |  | 0 | 0 | 0 | 0 | 0 |  | 2020
Heat driven Heat pump 80C |  | * |  | MKr15 | INDWWH | [13 empty] | 0.39881 | [11 empty] | 1
Heat driven Heat pump 80C |  | * |  | MKr15 | INDELC | IWDMT |  | 2030 |  | 1 | 1.69 |  | 3.7995 | 0.0149 | 2.0694 |  |  |  | 0.59763 |  |  | 0 | 0 | 0 | 0 | 0 |  | 2030 |  |  | 2
Heat driven Heat pump 80C |  | * |  | MKr15 | INDWWH | [13 empty] | 0.40237 | [11 empty] | 3
Heat driven Heat pump 80C |  | * |  | MKr15 | INDELC | IWDMT |  | 2050 |  | 1 | 1.71 |  | 3.427 | 0.0149 | 2.0488 |  |  |  | 0.59064 |  |  | 0 | 0 | 0 | 0 | 0 |  | 2050 |  |  | 4
Heat driven Heat pump 80C |  | * |  | MKr15 | INDWWH | [13 empty] | 0.40936 | [11 empty] | 5 | 1.Food, beverages and tobacco
Heat driven Heat pump 80C |  | INDWDRHELCN2 | Industrial heating technology Wood products RH - Heat driven heat pump utilizing waste heat - new 2 | MKr15 | INDELC | IWDRH |  | 2020 | 2020 | 1 | 1.68 | 20 | 4.172 | 0.0149 | 2.0901 | 0.031536 | 0.5 | 1 | 0.60119 |  |  | 0 | 0 | 0 | 0 | 0 |  | 2020 |  |  | 6
Heat driven Heat pump 80C |  |  |  | MKr15 | INDWWH | [13 empty] | 0.39881 | [11 empty] | 7 | 2.Commodity production
Heat driven Heat pump 80C |  |  |  | MKr15 | INDELC | IWDRH |  | 2030 |  | 1 | 1.69 |  | 3.7995 | 0.0149 | 2.0694 |  |  |  | 0.59763 |  |  | 0 | 0 | 0 | 0 | 0 |  | 2030 |  |  | 8
Heat driven Heat pump 80C |  |  |  | MKr15 | INDWWH | [13 empty] | 0.40237 | [11 empty] | 9 | 3.Cement and non-metallic mineral (+Extraction of gravel and stone)
Heat driven Heat pump 80C |  |  |  | MKr15 | INDELC | IWDRH |  | 2050 |  | 1 | 1.71 |  | 3.427 | 0.0149 | 2.0488 |  |  |  | 0.59064 |  |  | 0 | 0 | 0 | 0 | 0 |  | 2050 |  |  | 10
Heat driven Heat pump 80C |  |  |  | MKr15 | INDWWH | [13 empty] | 0.40936 | [11 empty] | 11 | 4.Chemical industry
High Temp abs. Heat pump 150C |  | * | Industrial heating technology Wood products MT - High Temp abs. Heat pump utilizing waste heat - new 3 | MKr15 | INDELC | IWDMT |  | 2020 | 2020 | 1 | 2.75 | 20 | 7.1395 | 0.0072265 | 6.7464 | 0.031536 | 0.5 | 0 | 0.36727 |  |  | 0 | 0 | 0 | 0 | 0 |  | 2020 |  |  | 12
High Temp abs. Heat pump 150C |  | * |  | MKr15 | INDWWH | [13 empty] | 0.63273 | [11 empty] | 13 | 5.Metals, machinery and electronics
High Temp abs. Heat pump 150C |  | * |  | MKr15 | INDELC | IWDMT |  | 2030 |  | 1 | 2.875 |  | 6.3823 | 0.0064815 | 6.6222 |  |  |  | 0.3513 |  |  | 0 | 0 | 0 | 0 | 0 |  | 2030 |  |  | 14
High Temp abs. Heat pump 150C |  | * |  | MKr15 | INDWWH | [13 empty] | 0.6487
High Temp abs. Heat pump 150C |  | * |  | MKr15 | INDELC | IWDMT |  | 2050 |  | 1 | 3.025 |  | 5.7365 | 0.005364 | 6.4567 |  |  |  | 0.33388 |  |  | 0 | 0 | 0 | 0 | 0 |  | 2050
High Temp abs. Heat pump 150C |  | * |  | MKr15 | INDWWH | [13 empty] | 0.66612
High Temp abs. Heat pump 150C |  | INDWDRHELCN3 | Industrial heating technology Wood products RH - High Temp abs. Heat pump utilizing waste heat - new 3 | MKr15 | INDELC | IWDRH |  | 2020 | 2020 | 1 | 2.75 | 20 | 7.1395 | 0.0072265 | 6.7464 | 0.031536 | 0.5 | 1 | 0.36727 |  |  | 0 | 0 | 0 | 0 | 0 |  | 2020
High Temp abs. Heat pump 150C |  |  |  | MKr15 | INDWWH | [13 empty] | 0.63273
High Temp abs. Heat pump 150C |  |  |  | MKr15 | INDELC | IWDRH |  | 2030 |  | 1 | 2.875 |  | 6.3823 | 0.0064815 | 6.6222 |  |  |  | 0.3513 |  |  | 0 | 0 | 0 | 0 | 0 |  | 2030
High Temp abs. Heat pump 150C |  |  |  | MKr15 | INDWWH | [13 empty] | 0.6487
High Temp abs. Heat pump 150C |  |  |  | MKr15 | INDELC | IWDRH |  | 2050 |  | 1 | 3.025 |  | 5.7365 | 0.005364 | 6.4567 |  |  |  | 0.33388 |  |  | 0 | 0 | 0 | 0 | 0 |  | 2050
High Temp abs. Heat pump 150C |  |  |  | MKr15 | INDWWH | [13 empty] | 0.66612
Booster Heat pump 150C |  | * | Industrial heating technology Wood products MT - Booster Heat pump utilizing waste heat - new 4 | MKr15 | INDELC | IWDMT |  | 2020 | 2020 | 1 | 1.93 | 20 | 12.1589 | 0.0149 | 7.1189 | 0.031536 | 0.5 | 0 | 0.52332 |  |  | 0 | 0 | 0 | 0 | 0 |  | 2020
Booster Heat pump 150C |  | * |  | MKr15 | INDWWH | [13 empty] | 0.47668
Booster Heat pump 150C |  | * |  | MKr15 | INDELC | IWDMT |  | 2030 |  | 1 | 1.9894 |  | 9.8571 | 0.0149 | 6.974 |  |  |  | 0.50769 |  |  | 0 | 0 | 0 | 0 | 0 |  | 2030
Booster Heat pump 150C |  | * |  | MKr15 | INDWWH | [13 empty] | 0.49231
Booster Heat pump 150C |  | * |  | MKr15 | INDELC | IWDMT |  | 2050 |  | 1 | 2.051 |  | 6.9559 | 0.0149 | 6.7878 |  |  |  | 0.49245 |  |  | 0 | 0 | 0 | 0 | 0 |  | 2050
Booster Heat pump 150C |  | * |  | MKr15 | INDWWH | [13 empty] | 0.50755
Booster Heat pump 150C |  | INDWDRHELCN4 | Industrial heating technology Wood products RH - Booster Heat pump utilizing waste heat - new 4 | MKr15 | INDELC | IWDRH |  | 2020 | 2020 | 1 | 1.93 | 20 | 12.1589 | 0.0149 | 7.1189 | 0.031536 | 0.5 | 1 | 0.52332 |  |  | 0 | 0 | 0 | 0 | 0 |  | 2020
Booster Heat pump 150C |  |  |  | MKr15 | INDWWH | [13 empty] | 0.47668
Booster Heat pump 150C |  |  |  | MKr15 | INDELC | IWDRH |  | 2030 |  | 1 | 1.9894 |  | 9.8571 | 0.0149 | 6.974 |  |  |  | 0.50769 |  |  | 0 | 0 | 0 | 0 | 0 |  | 2030
Booster Heat pump 150C |  |  |  | MKr15 | INDWWH | [13 empty] | 0.49231
Booster Heat pump 150C |  |  |  | MKr15 | INDELC | IWDRH |  | 2050 |  | 1 | 2.051 |  | 6.9559 | 0.0149 | 6.7878 |  |  |  | 0.49245 |  |  | 0 | 0 | 0 | 0 | 0 |  | 2050
Booster Heat pump 150C |  |  |  | MKr15 | INDWWH | [13 empty] | 0.50755
MVR |  | * | Industrial heating technology Wood products MT - MVR utilizing waste heat - new 5 | MKr15 | INDELC | IWDMT |  | 2020 | 2020 | 1 | 12.1 | 25 | 2.6075 | 0.0149 | 5.2357 | 0.031536 | 0.5 | 0 | 0.083471 |  |  | 0 | 0 | 0 | 0 | 0 |  | 2020
MVR |  | * |  | MKr15 | INDWWH | [13 empty] | 0.91653
MVR |  | * |  | MKr15 | INDELC | IWDMT |  | 2030 |  | 1 | 12.7 |  | 2.4585 | 0.0149 | 5.0701 |  |  |  | 0.079528 |  |  | 0 | 0 | 0 | 0 | 0 |  | 2030
MVR |  | * |  | MKr15 | INDWWH | [13 empty] | 0.92047
MVR |  | * |  | MKr15 | INDELC | IWDMT |  | 2050 |  | 1 | 13.8 |  | 2.3095 | 0.0149 | 4.8839 |  |  |  | 0.073188 |  |  | 0 | 0 | 0 | 0 | 0 |  | 2050
MVR |  | * |  | MKr15 | INDWWH | [13 empty] | 0.92681
Hotdisc |  | * | Industrial heating technology Wood products HT - Hotdisc - new 1 | MKr15 | INDWST | IWDHT | INDWWH | 2011 | 2011 | 0.9 |  | 20 | 3.725 | 0.00298 | 2.4316 | 0.031536 | 0.5 | 0 |  | 0.4 |  | 8.3 | 56 | 0.1 | 1 | 0.29 |  | 2020
Hotdisc |  | * |  | MKr15 |  |  | INDWWH | 2030 |  | 0.91 |  |  | 3.4643 | 0.00298 | 2.473 |  |  |  |  | 0.39 |  | 8.3 | 45 | 0.1 | 1 | 0.29 |  | 2030
Hotdisc |  | * |  | MKr15 |  |  | INDWWH | 2050 |  | 0.93 |  |  | 3.3525 | 0.00298 | 2.4937 |  |  |  |  | 0.37 |  | 8.3 | 11 | 0.1 | 1 | 0.29 |  | 2050
Dielectric heating |  | * | Industrial heating technology Wood products MT - Dielectric heating - new 6 | MKr15 | INDELC | IWDMT | INDWWH | 2011 | 2011 | 0.95 |  | 30 | 20.115 | 0 | 94.8282 | 0.031536 | 0.5 | 0 |  | 0.25 |  | 0 | 0 | 0 | 0 | 0 |  | 2020
Dielectric heating |  | * |  | MKr15 |  |  | INDWWH | 2030 |  | 0.95 |  |  | 19.5116 | 0 | 94.8323 |  |  |  |  | 0.25 |  | 0 | 0 | 0 | 0 | 0 |  | 2030
Dielectric heating |  | * |  | MKr15 |  |  | INDWWH | 2050 |  | 0.95 |  |  | 18.1035 | 0 | 94.8344 |  |  |  |  | 0.25 |  | 0 | 0 | 0 | 0 | 0 |  | 2050
Infrared |  | * | Industrial heating technology Wood products MT - Infrared heating - new 7 | MKr15 | INDELC | IWDMT | INDWWH | 2011 | 2011 | 0.96 |  | 30 | 2.6075 | 0 | 242.2761 | 0.031536 | 0.5 | 0 |  | 0.24 |  | 0 | 0 | 0 | 0 | 0 |  | 2020
Infrared |  | * |  | MKr15 |  |  | INDWWH | 2030 |  | 0.96 |  |  | 2.533 | 0 | 242.2802 |  |  |  |  | 0.24 |  | 0 | 0 | 0 | 0 | 0 |  | 2030
Infrared |  | * |  | MKr15 |  |  | INDWWH | 2050 |  | 0.96 |  |  | 2.3468 | 0 | 242.2823 |  |  |  |  | 0.24 |  | 0 | 0 | 0 | 0 | 0 |  | 2050
Electric boiler |  | INDWDHTELCN8 | Industrial heating technology Wood products HT - Electric boiler (Steam) - new 8 | MKr15 | INDELC | IWDHT | INDWWH | 2011 | 2011 | 0.99 |  | 25 | 0.596 | 0.0079715 | 1.7901 | 0.031536 | 0.5 | 0.2 |  | 0.31 |  | 0 | 0 | 0 | 0 | 0 |  | 2020
Electric boiler |  |  |  | MKr15 |  |  | INDWWH | 2030 |  | 0.99 |  |  | 0.5215 | 0.007599 | 1.8108 |  |  |  |  | 0.31 |  | 0 | 0 | 0 | 0 | 0 |  | 2030
Electric boiler |  |  |  | MKr15 |  |  | INDWWH | 2050 |  | 0.99 |  |  | 0.5215 | 0.006854 | 1.6142 |  |  |  |  | 0.31 |  | 0 | 0 | 0 | 0 | 0 |  | 2050
Electric boiler |  | INDWDMTELCN8 | Industrial heating technology Wood products MT - Electric boiler (Steam) - new 8 | MKr15 | INDELC | IWDMT | INDWWH | 2011 | 2011 | 0.99 |  | 25 | 0.596 | 0.0079715 | 1.7901 | 0.031536 | 0.5 | 1 |  | 0.21 |  | 0 | 0 | 0 | 0 | 0 |  | 2020
Electric boiler |  |  |  | MKr15 |  |  | INDWWH | 2030 |  | 0.99 |  |  | 0.5215 | 0.007599 | 1.8108 |  |  |  |  | 0.21 |  | 0 | 0 | 0 | 0 | 0 |  | 2030
Electric boiler |  |  |  | MKr15 |  |  | INDWWH | 2050 |  | 0.99 |  |  | 0.5215 | 0.006854 | 1.6142 |  |  |  |  | 0.21 |  | 0 | 0 | 0 | 0 | 0 |  | 2050
Electric boiler |  | * | Industrial heating technology Wood products RH - Electric boiler (Steam) - new 8 | MKr15 | INDELC | IWDRH | INDWWH | 2011 | 2011 | 0.99 |  | 25 | 0.596 | 0.0079715 | 1.7901 | 0.031536 | 0.5 | 0 |  | 0.01 |  | 0 | 0 | 0 | 0 | 0 |  | 2020
Electric boiler |  | * |  | MKr15 |  |  | INDWWH | 2030 |  | 0.99 |  |  | 0.5215 | 0.007599 | 1.8108 |  |  |  |  | 0.01 |  | 0 | 0 | 0 | 0 | 0 |  | 2030
Electric boiler |  | * |  | MKr15 |  |  | INDWWH | 2050 |  | 0.99 |  |  | 0.5215 | 0.006854 | 1.6142 |  |  |  |  | 0.01 |  | 0 | 0 | 0 | 0 | 0 |  | 2050
Electric boiler |  | INDWDMTELCN9 | Industrial heating technology Wood products MT - Electric boiler (Hot Water) - new 9 | MKr15 | INDELC | IWDMT | INDWWH | 2011 | 2011 | 0.99 |  | 25 | 0.5215 | 0.0079715 | 1.7901 | 0.031536 | 0.5 | 1 |  | 0.21 |  | 0 | 0 | 0 | 0 | 0 |  | 2020
Electric boiler |  |  |  | MKr15 |  |  | INDWWH | 2030 |  | 0.99 |  |  | 0.447 | 0.007599 | 1.8108 |  |  |  |  | 0.21 |  | 0 | 0 | 0 | 0 | 0 |  | 2030
Electric boiler |  |  |  | MKr15 |  |  | INDWWH | 2050 |  | 0.99 |  |  | 0.447 | 0.006854 | 1.6142 |  |  |  |  | 0.21 |  | 0 | 0 | 0 | 0 | 0 |  | 2050
Electric boiler |  | * | Industrial heating technology Wood products RH - Electric boiler (Hot Water) - new 9 | MKr15 | INDELC | IWDRH | INDWWH | 2011 | 2011 | 0.99 |  | 25 | 0.5215 | 0.0079715 | 1.7901 | 0.031536 | 0.5 | 0 |  | 0.01 |  | 0 | 0 | 0 | 0 | 0 |  | 2020
Electric boiler |  | * |  | MKr15 |  |  | INDWWH | 2030 |  | 0.99 |  |  | 0.447 | 0.007599 | 1.8108 |  |  |  |  | 0.01 |  | 0 | 0 | 0 | 0 | 0 |  | 2030
Electric boiler |  | * |  | MKr15 |  |  | INDWWH | 2050 |  | 0.99 |  |  | 0.447 | 0.006854 | 1.6142 |  |  |  |  | 0.01 |  | 0 | 0 | 0 | 0 | 0 |  | 2050
Biomass boiler |  | * | Industrial heating technology Wood products HT - Wood chip boiler (Steam) - new 1 | MKr15 | INDWCH | IWDHT | INDWWH | 2011 | 2011 | 0.89 |  | 25 | 4.6055 | 0.25106 | 5.751 | 0.031536 | 0.5 | 0 |  | 0.41 |  | 11 | 63 | 11 | 3 | 10 |  | 2020
Biomass boiler |  | * |  | MKr15 |  |  | INDWWH | 2030 |  | 0.89 |  |  | 4.4023 | 0.26745 | 5.8462 |  |  |  |  | 0.41 |  | 11 | 49 | 8 | 3 | 10 |  | 2030
Biomass boiler |  | * |  | MKr15 |  |  | INDWWH | 2050 |  | 0.9 |  |  | 3.9959 | 0.25106 | 5.8938 |  |  |  |  | 0.4 |  | 11 | 41 | 4 | 1 | 10 |  | 2050
Biomass boiler |  | INDWDMTWCHN1 | Industrial heating technology Wood products MT - Wood chip boiler (Steam) - new 1 | MKr15 | INDWCH | IWDMT | INDWWH | 2011 | 2011 | 0.89 |  | 25 | 4.6055 | 0.25106 | 5.751 | 0.031536 | 0.5 | 1 |  | 0.31 |  | 11 | 63 | 11 | 3 | 10 |  | 2020
Biomass boiler |  |  |  | MKr15 |  |  | INDWWH | 2030 |  | 0.89 |  |  | 4.4023 | 0.26745 | 5.8462 |  |  |  |  | 0.31 |  | 11 | 49 | 8 | 3 | 10 |  | 2030
Biomass boiler |  |  |  | MKr15 |  |  | INDWWH | 2050 |  | 0.9 |  |  | 3.9959 | 0.25106 | 5.8938 |  |  |  |  | 0.3 |  | 11 | 41 | 4 | 1 | 10 |  | 2050
Biomass boiler |  | INDWDRHWCHN1 | Industrial heating technology Wood products RH - Wood chip boiler (Steam) - new 1 | MKr15 | INDWCH | IWDRH | INDWWH | 2011 | 2011 | 0.89 |  | 25 | 4.6055 | 0.25106 | 5.751 | 0.031536 | 0.5 | 1 |  | 0.11 |  | 11 | 63 | 11 | 3 | 10 |  | 2020
Biomass boiler |  |  |  | MKr15 |  |  | INDWWH | 2030 |  | 0.89 |  |  | 4.4023 | 0.26745 | 5.8462 |  |  |  |  | 0.11 |  | 11 | 49 | 8 | 3 | 10 |  | 2030
Biomass boiler |  |  |  | MKr15 |  |  | INDWWH | 2050 |  | 0.9 |  |  | 3.9959 | 0.25106 | 5.8938 |  |  |  |  | 0.1 |  | 11 | 41 | 4 | 1 | 10 |  | 2050
Biomass boiler |  | INDWDMTWCHN2 | Industrial heating technology Wood products MT - Wood chip boiler (Steam - condensing) - new 2 | MKr15 | INDWCH | IWDMT | INDWWH | 2011 | 2011 | 1.1619 |  | 25 | 5.066 | 0.27565 | 5.751 | 0.031536 | 0.5 | 1 |  | 0.038104 |  | 11 | 63 | 11 | 3 | 10 |  | 2020
Biomass boiler |  |  |  | MKr15 |  |  | INDWWH | 2030 |  | 1.1619 |  |  | 4.8425 | 0.26745 | 5.8462 |  |  |  |  | 0.038104 |  | 11 | 49 | 8 | 3 | 10 |  | 2030
Biomass boiler |  |  |  | MKr15 |  |  | INDWWH | 2050 |  | 1.1619 |  |  | 4.3955 | 0.25106 | 5.8938 |  |  |  |  | 0.038104 |  | 11 | 41 | 4 | 1 | 10 |  | 2050
Biomass boiler |  | INDWDRHWCHN2 | Industrial heating technology Wood products RH - Wood chip boiler (Steam - condensing) - new 2 | MKr15 | INDWCH | IWDRH | INDWWH | 2011 | 2011 | 1.1619 |  | 25 | 5.066 | 0.27565 | 5.751 | 0.031536 | 0.5 | 1 |  | 0 |  | 11 | 63 | 11 | 3 | 10 |  | 2020
Biomass boiler |  |  |  | MKr15 |  |  | INDWWH | 2030 |  | 1.1619 |  |  | 4.8425 | 0.26745 | 5.8462 |  |  |  |  | 0 |  | 11 | 49 | 8 | 3 | 10 |  | 2030
Biomass boiler |  |  |  | MKr15 |  |  | INDWWH | 2050 |  | 1.1619 |  |  | 4.3955 | 0.25106 | 5.8938 |  |  |  |  | 0 |  | 11 | 41 | 4 | 1 | 10 |  | 2050
Biomass boiler |  | INDWDMTWCHN3 | Industrial heating technology Wood products MT - Wood chip boiler (Hot Water) - new 3 | MKr15 | INDWCH | IWDMT | INDWWH | 2011 | 2011 | 0.9 |  | 25 | 4.6055 | 0.25106 | 5.751 | 0.031536 | 0.5 | 1 |  | 0.3 |  | 11 | 63 | 11 | 3 | 10 |  | 2020
Biomass boiler |  |  |  | MKr15 |  |  | INDWWH | 2030 |  | 0.9 |  |  | 4.4023 | 0.26745 | 5.8462 |  |  |  |  | 0.3 |  | 11 | 49 | 8 | 3 | 10 |  | 2030
Biomass boiler |  |  |  | MKr15 |  |  | INDWWH | 2050 |  | 0.91 |  |  | 3.9959 | 0.25106 | 5.8938 |  |  |  |  | 0.29 |  | 11 | 41 | 4 | 1 | 10 |  | 2050
Biomass boiler |  | INDWDRHWCHN3 | Industrial heating technology Wood products RH - Wood chip boiler (Hot Water) - new 3 | MKr15 | INDWCH | IWDRH | INDWWH | 2011 | 2011 | 0.9 |  | 25 | 4.6055 | 0.25106 | 5.751 | 0.031536 | 0.5 | 1 |  | 0.1 |  | 11 | 63 | 11 | 3 | 10 |  | 2020
Biomass boiler |  |  |  | MKr15 |  |  | INDWWH | 2030 |  | 0.9 |  |  | 4.4023 | 0.26745 | 5.8462 |  |  |  |  | 0.1 |  | 11 | 49 | 8 | 3 | 10 |  | 2030
Biomass boiler |  |  |  | MKr15 |  |  | INDWWH | 2050 |  | 0.91 |  |  | 3.9959 | 0.25106 | 5.8938 |  |  |  |  | 0.09 |  | 11 | 41 | 4 | 1 | 10 |  | 2050
Biomass boiler |  | INDWDMTWCHN4 | Industrial heating technology Wood products MT - Wood chip boiler (Hot Water - condensing) - new 4 | MKr15 | INDWCH | IWDMT | INDWWH | 2011 | 2011 | 1.1619 |  | 25 | 5.066 | 0.27565 | 5.751 | 0.031536 | 0.5 | 1 |  | 0.038104 |  | 11 | 63 | 11 | 3 | 10 |  | 2020
Biomass boiler |  |  |  | MKr15 |  |  | INDWWH | 2030 |  | 1.1619 |  |  | 4.8425 | 0.26745 | 5.8462 |  |  |  |  | 0.038104 |  | 11 | 49 | 8 | 3 | 10 |  | 2030
Biomass boiler |  |  |  | MKr15 |  |  | INDWWH | 2050 |  | 1.1619 |  |  | 4.3955 | 0.25106 | 5.8938 |  |  |  |  | 0.038104 |  | 11 | 41 | 4 | 1 | 10 |  | 2050
Biomass boiler |  | INDWDRHWCHN4 | Industrial heating technology Wood products RH - Wood chip boiler (Hot Water- condensing) - new 4 | MKr15 | INDWCH | IWDRH | INDWWH | 2011 | 2011 | 1.1619 |  | 25 | 5.066 | 0.27565 | 5.751 | 0.031536 | 0.5 | 1 |  | 0 |  | 11 | 63 | 11 | 3 | 10 |  | 2020
Biomass boiler |  |  |  | MKr15 |  |  | INDWWH | 2030 |  | 1.1619 |  |  | 4.8425 | 0.26745 | 5.8462 |  |  |  |  | 0 |  | 11 | 49 | 8 | 3 | 10 |  | 2030
Biomass boiler |  |  |  | MKr15 |  |  | INDWWH | 2050 |  | 1.1619 |  |  | 4.3955 | 0.25106 | 5.8938 |  |  |  |  | 0 |  | 11 | 41 | 4 | 1 | 10 |  | 2050
Direct electric heating |  | INDWDHTELCN0 | Industrial heating technology Wood products HT - Direct electric heating - new 10 | MKr15 | INDELC | IWDHT | INDWWH | 2011 | 2011 | 1 |  | 12.5 | 0.447 | 0 | 0.37767 | 0.031536 | 0.5 | 0.05 |  | 0.3 |  | 0 | 0 | 0 | 0 | 0 |  | 2020
Direct electric heating |  |  |  | MKr15 |  |  | INDWWH | 2030 |  | 1 |  |  | 0.447 | 0 | 0.38802 |  |  |  |  | 0.3 |  | 0 | 0 | 0 | 0 | 0 |  | 2030
Direct electric heating |  |  |  | MKr15 |  |  | INDWWH | 2050 |  | 1 |  |  | 0.447 | 0 | 0.39319 |  |  |  |  | 0.3 |  | 0 | 0 | 0 | 0 | 0 |  | 2050
Direct electric heating |  | * | Industrial heating technology Wood products MT - Direct electric heating - new 10 | MKr15 | INDELC | IWDMT | INDWWH | 2011 | 2011 | 1 |  | 12.5 | 0.447 | 0 | 0.37767 | 0.031536 | 0.5 | 0 |  | 0.2 |  | 0 | 0 | 0 | 0 | 0 |  | 2020
Direct electric heating |  | * |  | MKr15 |  |  | INDWWH | 2030 |  | 1 |  |  | 0.447 | 0 | 0.38802 |  |  |  |  | 0.2 |  | 0 | 0 | 0 | 0 | 0 |  | 2030
Direct electric heating |  | * |  | MKr15 |  |  | INDWWH | 2050 |  | 1 |  |  | 0.447 | 0 | 0.39319 |  |  |  |  | 0.2 |  | 0 | 0 | 0 | 0 | 0 |  | 2050
Oil-fired boiler_NEW |  | INDWDHTDSEN1 | Industrial heating technology Wood products HT - Oil boiler (Steam) - new 1 | MKr15 | INDDSL, INDDSB1, INDDSB2, INDHFO, INDDSE | IWDHT | INDWWH | 2011 | 2011 | 0.94 |  | 25 | 0.40975 | 0.01341 | 2.0694 | 0.031536 | 0.5 | 1 |  | 0.36 |  | 0.5 | 25 | 0 | 0 | 0.1 |  | 2020
Oil-fired boiler_NEW |  |  |  | MKr15 |  |  | INDWWH | 2030 |  | 0.95 |  |  | 0.34699 | 0.012665 | 1.8625 |  |  |  |  | 0.35 |  | 0.5 | 20 | 0 | 0 | 0.1 |  | 2030
Oil-fired boiler_NEW |  |  |  | MKr15 |  |  | INDWWH | 2050 |  | 0.96 |  |  | 0.32814 | 0.011175 | 1.8625 |  |  |  |  | 0.34 |  | 0.5 | 15 | 0 | 0 | 0.1 |  | 2050
Oil-fired boiler_NEW |  | INDWDMTDSEN1 | Industrial heating technology Wood products MT - Oil boiler (Steam) - new 1 | MKr15 | INDDSL, INDDSB1, INDDSB2, INDHFO, INDDSE | IWDMT | INDWWH | 2011 | 2011 | 0.94 |  | 25 | 0.40975 | 0.01341 | 2.0694 | 0.031536 | 0.5 | 1 |  | 0.26 |  | 0.5 | 25 | 0 | 0 | 0.1 |  | 2020
Oil-fired boiler_NEW |  |  |  | MKr15 |  |  | INDWWH | 2030 |  | 0.95 |  |  | 0.34699 | 0.012665 | 1.8625 |  |  |  |  | 0.25 |  | 0.5 | 20 | 0 | 0 | 0.1 |  | 2030
Oil-fired boiler_NEW |  |  |  | MKr15 |  |  | INDWWH | 2050 |  | 0.96 |  |  | 0.32814 | 0.011175 | 1.8625 |  |  |  |  | 0.24 |  | 0.5 | 15 | 0 | 0 | 0.1 |  | 2050
Oil-fired boiler_NEW |  | INDWDRHDSEN1 | Industrial heating technology Wood products RH - Oil boiler (Steam) - new 1 | MKr15 | INDDSL, INDDSB1, INDDSB2, INDHFO, INDDSE | IWDRH | INDWWH | 2011 | 2011 | 0.94 |  | 25 | 0.40975 | 0.01341 | 2.0694 | 0.031536 | 0.5 | 1 |  | 0.06 |  | 0.5 | 25 | 0 | 0 | 0.1 |  | 2020
Oil-fired boiler_NEW |  |  |  | MKr15 |  |  | INDWWH | 2030 |  | 0.95 |  |  | 0.34699 | 0.012665 | 1.8625 |  |  |  |  | 0.05 |  | 0.5 | 20 | 0 | 0 | 0.1 |  | 2030
Oil-fired boiler_NEW |  |  |  | MKr15 |  |  | INDWWH | 2050 |  | 0.96 |  |  | 0.32814 | 0.011175 | 1.8625 |  |  |  |  | 0.04 |  | 0.5 | 15 | 0 | 0 | 0.1 |  | 2050
Oil-fired boiler_NEW |  | INDWDMTDSEN2 | Industrial heating technology Wood products MT - Oil boiler (Steam - condensing) - new 2 | MKr15 | INDDSL, INDDSB1, INDDSB2, INDHFO, INDDSE | IWDMT | INDWWH | 2011 | 2011 | 0.95 |  | 25 | 0.3278 | 0.01341 | 2.0694 | 0.031536 | 0.5 | 1 |  | 0.25 |  | 0.5 | 25 | 0 | 0 | 0.1 |  | 2020
Oil-fired boiler_NEW |  |  |  | MKr15 |  |  | INDWWH | 2030 |  | 0.96 |  |  | 0.2776 | 0.012665 | 1.8625 |  |  |  |  | 0.24 |  | 0.5 | 20 | 0 | 0 | 0.1 |  | 2030
Oil-fired boiler_NEW |  |  |  | MKr15 |  |  | INDWWH | 2050 |  | 0.97 |  |  | 0.26251 | 0.011175 | 1.8625 |  |  |  |  | 0.23 |  | 0.5 | 15 | 0 | 0 | 0.1 |  | 2050
Oil-fired boiler_NEW |  | INDWDRHDSEN2 | Industrial heating technology Wood products RH - Oil boiler (Steam - condensing) - new 2 | MKr15 | INDDSL, INDDSB1, INDDSB2, INDHFO, INDDSE | IWDRH | INDWWH | 2011 | 2011 | 0.95 |  | 25 | 0.3278 | 0.01341 | 2.0694 | 0.031536 | 0.5 | 1 |  | 0.05 |  | 0.5 | 25 | 0 | 0 | 0.1 |  | 2020
Oil-fired boiler_NEW |  |  |  | MKr15 |  |  | INDWWH | 2030 |  | 0.96 |  |  | 0.2776 | 0.012665 | 1.8625 |  |  |  |  | 0.04 |  | 0.5 | 20 | 0 | 0 | 0.1 |  | 2030
Oil-fired boiler_NEW |  |  |  | MKr15 |  |  | INDWWH | 2050 |  | 0.97 |  |  | 0.26251 | 0.011175 | 1.8625 |  |  |  |  | 0.03 |  | 0.5 | 15 | 0 | 0 | 0.1 |  | 2050
Natural gas boiler_NEW |  | INDWDHTDH2N1 | Industrial heating technology Wood products HT - Gas boiler (Steam) - new 1 | MKr15 | INDNGA, INDBGA, INDSNG1, INDSNG2, INDLPG, INDSNE, INDH2 | IWDHT | INDWWH | 2011 | 2011 | 0.92 |  | 25 | 0.40636 | 0.0149 | 2.2764 | 0.031536 | 0.5 | 1 |  | 0.38 |  | 0.3 | 9 | 3 | 1 | 0.1 |  | 2020
Natural gas boiler_NEW |  |  |  | MKr15 |  |  | INDWWH | 2030 |  | 0.93 |  |  | 0.33864 | 0.014155 | 2.0694 |  |  |  |  | 0.37 |  | 0.3 | 7 | 2 | 1 | 0.1 |  | 2030
Natural gas boiler_NEW |  |  |  | MKr15 |  |  | INDWWH | 2050 |  | 0.94 |  |  | 0.33864 | 0.012665 | 2.0694 |  |  |  |  | 0.36 |  | 0.3 | 6 | 2 | 1 | 0.1 |  | 2050
Natural gas boiler_NEW |  | INDWDMTDH2N1 | Industrial heating technology Wood products MT - Gas boiler (Steam) - new 1 | MKr15 | INDNGA, INDBGA, INDSNG1, INDSNG2, INDLPG, INDSNE, INDH2 | IWDMT | INDWWH | 2011 | 2011 | 0.92 |  | 25 | 0.40636 | 0.0149 | 2.2764 | 0.031536 | 0.5 | 1 |  | 0.28 |  | 0.3 | 9 | 3 | 1 | 0.1 |  | 2020
Natural gas boiler_NEW |  |  |  | MKr15 |  |  | INDWWH | 2030 |  | 0.93 |  |  | 0.33864 | 0.014155 | 2.0694 |  |  |  |  | 0.27 |  | 0.3 | 7 | 2 | 1 | 0.1 |  | 2030
Natural gas boiler_NEW |  |  |  | MKr15 |  |  | INDWWH | 2050 |  | 0.94 |  |  | 0.33864 | 0.012665 | 2.0694 |  |  |  |  | 0.26 |  | 0.3 | 6 | 2 | 1 | 0.1 |  | 2050
Natural gas boiler_NEW |  | INDWDRHDH2N1 | Industrial heating technology Wood products RH - Gas boiler (Steam) - new 1 | MKr15 | INDNGA, INDBGA, INDSNG1, INDSNG2, INDLPG, INDSNE, INDH2 | IWDRH | INDWWH | 2011 | 2011 | 0.92 |  | 25 | 0.40636 | 0.0149 | 2.2764 | 0.031536 | 0.5 | 1 |  | 0.08 |  | 0.3 | 9 | 3 | 1 | 0.1 |  | 2020
Natural gas boiler_NEW |  |  |  | MKr15 |  |  | INDWWH | 2030 |  | 0.93 |  |  | 0.33864 | 0.014155 | 2.0694 |  |  |  |  | 0.07 |  | 0.3 | 7 | 2 | 1 | 0.1 |  | 2030
Natural gas boiler_NEW |  |  |  | MKr15 |  |  | INDWWH | 2050 |  | 0.94 |  |  | 0.33864 | 0.012665 | 2.0694 |  |  |  |  | 0.06 |  | 0.3 | 6 | 2 | 1 | 0.1 |  | 2050
Natural gas boiler_NEW |  | INDWDMTDH2N2 | Industrial heating technology Wood products MT - Gas boiler (Steam - condensing) - new 2 | MKr15 | INDNGA, INDBGA, INDSNG1, INDSNG2, INDLPG, INDSNE, INDH2 | IWDMT | INDWWH | 2011 | 2011 | 1.01 |  | 25 | 0.447 | 0.0149 | 2.2764 | 0.031536 | 0.5 | 1 |  | 0.19 |  | 0.3 | 9 | 3 | 1 | 0.1 |  | 2020
Natural gas boiler_NEW |  |  |  | MKr15 |  |  | INDWWH | 2030 |  | 1.03 |  |  | 0.3725 | 0.014155 | 2.0694 |  |  |  |  | 0.17 |  | 0.3 | 7 | 2 | 1 | 0.1 |  | 2030
Natural gas boiler_NEW |  |  |  | MKr15 |  |  | INDWWH | 2050 |  | 1.03 |  |  | 0.3725 | 0.012665 | 2.0694 |  |  |  |  | 0.17 |  | 0.3 | 6 | 2 | 1 | 0.1 |  | 2050
Natural gas boiler_NEW |  | INDWDRHDH2N2 | Industrial heating technology Wood products RH - Gas boiler (Steam - condensing) - new 2 | MKr15 | INDNGA, INDBGA, INDSNG1, INDSNG2, INDLPG, INDSNE, INDH2 | IWDRH | INDWWH | 2011 | 2011 | 1.01 |  | 25 | 0.447 | 0.0149 | 2.2764 | 0.031536 | 0.5 | 1 |  | 0 |  | 0.3 | 9 | 3 | 1 | 0.1 |  | 2020
Natural gas boiler_NEW |  |  |  | MKr15 |  |  | INDWWH | 2030 |  | 1.03 |  |  | 0.3725 | 0.014155 | 2.0694 |  |  |  |  | 0 |  | 0.3 | 7 | 2 | 1 | 0.1 |  | 2030
Natural gas boiler_NEW |  |  |  | MKr15 |  |  | INDWWH | 2050 |  | 1.03 |  |  | 0.3725 | 0.012665 | 2.0694 |  |  |  |  | 0 |  | 0.3 | 6 | 2 | 1 | 0.1 |  | 2050
Natural gas boiler_NEW |  | INDWDMTDH2N3 | Industrial heating technology Wood products MT - Gas boiler (Hot Water) - new 3 | MKr15 | INDNGA, INDBGA, INDSNG1, INDSNG2, INDLPG, INDSNE, INDH2 | IWDMT | INDWWH | 2011 | 2011 | 0.93 |  | 25 | 0.32509 | 0.0149 | 2.2764 | 0.031536 | 0.5 | 1 |  | 0.27 |  | 0.3 | 9 | 3 | 1 | 0.1 |  | 2020
Natural gas boiler_NEW |  |  |  | MKr15 |  |  | INDWWH | 2030 |  | 0.94 |  |  | 0.27091 | 0.014155 | 2.0694 |  |  |  |  | 0.26 |  | 0.3 | 7 | 2 | 1 | 0.1 |  | 2030
Natural gas boiler_NEW |  |  |  | MKr15 |  |  | INDWWH | 2050 |  | 0.95 |  |  | 0.27091 | 0.012665 | 2.0694 |  |  |  |  | 0.25 |  | 0.3 | 6 | 2 | 1 | 0.1 |  | 2050
Natural gas boiler_NEW |  | INDWDRHDH2N3 | Industrial heating technology Wood products RH - Gas boiler (Hot Water) - new 3 | MKr15 | INDNGA, INDBGA, INDSNG1, INDSNG2, INDLPG, INDSNE, INDH2 | IWDRH | INDWWH | 2011 | 2011 | 0.93 |  | 25 | 0.32509 | 0.0149 | 2.2764 | 0.031536 | 0.5 | 1 |  | 0.07 |  | 0.3 | 9 | 3 | 1 | 0.1 |  | 2020
Natural gas boiler_NEW |  |  |  | MKr15 |  |  | INDWWH | 2030 |  | 0.94 |  |  | 0.27091 | 0.014155 | 2.0694 |  |  |  |  | 0.06 |  | 0.3 | 7 | 2 | 1 | 0.1 |  | 2030
Natural gas boiler_NEW |  |  |  | MKr15 |  |  | INDWWH | 2050 |  | 0.95 |  |  | 0.27091 | 0.012665 | 2.0694 |  |  |  |  | 0.05 |  | 0.3 | 6 | 2 | 1 | 0.1 |  | 2050
Natural gas boiler_NEW |  | INDWDMTDH2N4 | Industrial heating technology Wood products MT - Gas boiler (Hot Water - condensing) - new 4 | MKr15 | INDNGA, INDBGA, INDSNG1, INDSNG2, INDLPG, INDSNE, INDH2 | IWDMT | INDWWH | 2011 | 2011 | 1.01 |  | 25 | 0.3576 | 0.0149 | 2.2764 | 0.031536 | 0.5 | 1 |  | 0.19 |  | 0.3 | 9 | 3 | 1 | 0.1 |  | 2020
Natural gas boiler_NEW |  |  |  | MKr15 |  |  | INDWWH | 2030 |  | 1.03 |  |  | 0.298 | 0.014155 | 2.0694 |  |  |  |  | 0.17 |  | 0.3 | 7 | 2 | 1 | 0.1 |  | 2030
Natural gas boiler_NEW |  |  |  | MKr15 |  |  | INDWWH | 2050 |  | 1.03 |  |  | 0.298 | 0.012665 | 2.0694 |  |  |  |  | 0.17 |  | 0.3 | 6 | 2 | 1 | 0.1 |  | 2050
Natural gas boiler_NEW |  | INDWDRHDH2N4 | Industrial heating technology Wood products RH - Gas boiler (Hot Water- condensing) - new 4 | MKr15 | INDNGA, INDBGA, INDSNG1, INDSNG2, INDLPG, INDSNE, INDH2 | IWDRH | INDWWH | 2011 | 2011 | 1.01 |  | 25 | 0.3576 | 0.0149 | 2.2764 | 0.031536 | 0.5 | 1 |  | 0 |  | 0.3 | 9 | 3 | 1 | 0.1 |  | 2020
Natural gas boiler_NEW |  |  |  | MKr15 |  |  | INDWWH | 2030 |  | 1.03 |  |  | 0.298 | 0.014155 | 2.0694 |  |  |  |  | 0 |  | 0.3 | 7 | 2 | 1 | 0.1 |  | 2030
Natural gas boiler_NEW |  |  |  | MKr15 |  |  | INDWWH | 2050 |  | 1.03 |  |  | 0.298 | 0.012665 | 2.0694 |  |  |  |  | 0 |  | 0.3 | 6 | 2 | 1 | 0.1 |  | 2050
Natural gas boiler_NEW |  | INDWDHTDH2N5 | Industrial heating technology Wood products HT - Gas boiler (Direct firing) - new 5 | MKr15 | INDNGA, INDBGA, INDSNG1, INDSNG2, INDLPG, INDSNE, INDH2 | IWDHT | INDWWH | 2011 | 2011 | 1 |  | 15 | 0.11175 | 0.0013545 | 0.58462 | 0.031536 | 0.5 | 1 |  | 0.3 |  | 0.3 | 9 | 3 | 1 | 0.1 |  | 2020
Natural gas boiler_NEW |  |  |  | MKr15 |  |  | INDWWH | 2030 |  | 1 |  |  | 0.11175 | 0.0013207 | 0.57427 |  |  |  |  | 0.3 |  | 0.3 | 7 | 2 | 1 | 0.1 |  | 2030
Natural gas boiler_NEW |  |  |  | MKr15 |  |  | INDWWH | 2050 |  | 1 |  |  | 0.11175 | 0.0011514 | 0.57944 |  |  |  |  | 0.3 |  | 0.3 | 6 | 2 | 1 | 0.1 |  | 2050
Natural gas boiler_NEW |  | INDWDMTDH2N5 | Industrial heating technology Wood products MT - Gas boiler (Direct firing) - new 5 | MKr15 | INDNGA, INDBGA, INDSNG1, INDSNG2, INDLPG, INDSNE, INDH2 | IWDMT | INDWWH | 2011 | 2011 | 1 |  | 25 | 0.11175 | 0.0013545 | 0.58462 | 0.031536 | 0.5 | 1 |  | 0.2 |  | 0.3 | 9 | 3 | 1 | 0.1 |  | 2020
Natural gas boiler_NEW |  |  |  | MKr15 |  |  | INDWWH | 2030 |  | 1 |  |  | 0.11175 | 0.0013207 | 0.57427 |  |  |  |  | 0.2 |  | 0.3 | 7 | 2 | 1 | 0.1 |  | 2030
Natural gas boiler_NEW |  |  |  | MKr15 |  |  | INDWWH | 2050 |  | 1 |  |  | 0.11175 | 0.0011514 | 0.57944 |  |  |  |  | 0.2 |  | 0.3 | 6 | 2 | 1 | 0.1 |  | 2050
Coal boiler |  | INDWDHTCOAN1 | Industrial heating technology Wood products HT - Coal boiler (Steam) - new 1 | MKr15 | INDCOA | IWDHT | INDWWH | 2011 | 2011 | 0.89 |  | 25 | 3.725 | 0.25106 | 3.9382 | 0.031536 | 0.5 | 1 |  | 0.41 |  | 8 | 35 | 1.5 | 0.8 | 2.1 |  | 2020
Coal boiler |  |  |  | MKr15 |  |  | INDWWH | 2030 |  | 0.89 |  |  | 3.4699 | 0.24287 | 3.9837 |  |  |  |  | 0.41 |  | 8 | 35 | 1.5 | 0.8 | 2.1 |  | 2030
Coal boiler |  |  |  | MKr15 |  |  | INDWWH | 2050 |  | 0.91 |  |  | 3.2814 | 0.22797 | 4.0064 |  |  |  |  | 0.39 |  | 8 | 35 | 1.5 | 0.8 | 2.1 |  | 2050
Coal boiler |  | INDWDMTCOAN1 | Industrial heating technology Wood products MT - Coal boiler (Steam) - new 1 | MKr15 | INDCOA | IWDMT | INDWWH | 2011 | 2011 | 0.89 |  | 25 | 3.725 | 0.25106 | 3.9382 | 0.031536 | 0.5 | 1 |  | 0.31 |  | 8 | 35 | 1.5 | 0.8 | 2.1 |  | 2020
Coal boiler |  |  |  | MKr15 |  |  | INDWWH | 2030 |  | 0.89 |  |  | 3.4699 | 0.24287 | 3.9837 |  |  |  |  | 0.31 |  | 8 | 35 | 1.5 | 0.8 | 2.1 |  | 2030
Coal boiler |  |  |  | MKr15 |  |  | INDWWH | 2050 |  | 0.91 |  |  | 3.2814 | 0.22797 | 4.0064 |  |  |  |  | 0.29 |  | 8 | 35 | 1.5 | 0.8 | 2.1 |  | 2050
Coal boiler |  | INDWDRHCOAN1 | Industrial heating technology Wood products RH - Coal boiler (Steam) - new 1 | MKr15 | INDCOA | IWDRH | INDWWH | 2011 | 2011 | 0.89 |  | 25 | 3.725 | 0.25106 | 3.9382 | 0.031536 | 0.5 | 1 |  | 0.11 |  | 8 | 35 | 1.5 | 0.8 | 2.1 |  | 2020
Coal boiler |  |  |  | MKr15 |  |  | INDWWH | 2030 |  | 0.89 |  |  | 3.4699 | 0.24287 | 3.9837 |  |  |  |  | 0.11 |  | 8 | 35 | 1.5 | 0.8 | 2.1 |  | 2030
Coal boiler |  |  |  | MKr15 |  |  | INDWWH | 2050 |  | 0.91 |  |  | 3.2814 | 0.22797 | 4.0064 |  |  |  |  | 0.09 |  | 8 | 35 | 1.5 | 0.8 | 2.1 |  | 2050
Coal boiler |  | INDWDMTCOAN2 | Industrial heating technology Wood products MT - Coal boiler (Hot Water) - new 2 | MKr15 | INDCOA | IWDMT | INDWWH | 2011 | 2011 | 0.89 |  | 25 | 3.725 | 0.25106 | 3.9382 | 0.031536 | 0.5 | 1 |  | 0.31 |  | 8 | 35 | 1.5 | 0.8 | 2.1 |  | 2020
Coal boiler |  |  |  | MKr15 |  |  | INDWWH | 2030 |  | 0.89 |  |  | 3.725 | 0.24287 | 3.9837 |  |  |  |  | 0.31 | [7 empty] | 2030
Coal boiler |  |  |  | MKr15 |  |  | INDWWH | 2050 |  | 0.91 |  |  | 3.725 | 0.22797 | 4.0064 |  |  |  |  | 0.29 | [7 empty] | 2050
Coal boiler |  | INDWDRHCOAN2 | Industrial heating technology Wood products RH - Coal boiler (Hot Water) - new 2 | MKr15 | INDCOA | IWDRH | INDWWH | 2011 | 2011 | 0.89 |  | 25 | 3.725 | 0.25106 | 3.9382 | 0.031536 | 0.5 | 1 |  | 0.11 |  | 8 | 35 | 1.5 | 0.8 | 2.1 |  | 2020
Coal boiler |  |  |  | MKr15 |  |  | INDWWH | 2030 |  | 0.89 |  |  | 3.725 | 0.24287 | 3.9837 |  |  |  |  | 0.11 | [7 empty] | 2030
Coal boiler |  |  |  | MKr15 |  |  | INDWWH | 2050 |  | 0.91 |  |  | 3.725 | 0.22797 | 4.0064 |  |  |  |  | 0.09 | [7 empty] | 2050
Solar heating |  | INDWDRHSOLN1 | Industrial heating technology Wood products RH - Solar - new 1 | MKr15 | INDSOL | IWDRH |  | 2011 | 2011 | 1 |  | 25 | 4.2857 | 0.02066 | 0 | 0.031536 | 0.09 | 1 |  |  |  | 0 | 0 | 0 | 0 | 0 |  | 2020
Solar heating |  |  |  | MKr15 |  |  |  | 2030 |  | 1 |  | 30 | 3.9286 | 0.023281 | 0 | [12 empty] | 2030
Solar heating |  |  |  | MKr15 |  |  |  | 2050 |  | 1 |  | 30 | 3.5714 | 0.021499 | 0 | [12 empty] | 2050
|  | * Heat Exchangers |  | MKr15
|  | * | Industrial heating technology Wood products RH - central district heating - within DH area - new 1 | MKr15 | INDHCE | IWDRH |  | 2011 | 2011 | 0.96 |  | 30 | 1.17 | 0.058736 | 1.9463 | 0.031536 | 0.5
|  | * | Industrial heating technology Wood products RH - decentral district heating - within DH area - new 1 | MKr15 | INDHDE | IWDRH |  | 2011 | 2011 | 0.96 |  | 30 | 1.25 | 0.058736 | 1.9463 | 0.031536 | 0.5
|  | * Electric appliances |  | MKr15
|  | INDWDLAELCN1 | Industry Wood products LA Electricity Light Appliance - New 1 | MKr15 | INDELC | IWDLA |  | 2011 | 2011 | 1 |  | 10 |  |  |  |  | 0.9
|  |  |  | MKr15 |  |  |  | 2020
|  |  |  | MKr15 |  |  |  | 2030
|  |  |  | MKr15 |  |  |  | 2050
|  | INDWDEMELCN1 | Industry Wood products EM Electricity Motors - New 1 | MKr15 | INDELC | IWDEM |  | 2011 | 2011 | 1 |  | 10 |  |  |  |  | 0.9
|  |  |  | MKr15 |  |  |  | 2020
|  |  |  | MKr15 |  |  |  | 2030
|  |  |  | MKr15 |  |  |  | 2050
|  | INDWDTFDSLN1 | Industry Wood products TF Tractors, Trucks, Fishing boats - New 1 | MKr15 | INDDSL, INDDSB1, INDDSB2, INDHFO, INDDSE | IWDTF |  | 2011 | 2011 | 1 |  | 10 |  |  |  |  | 0.9
|  |  |  | MKr15 |  |  |  | 2020
|  |  |  | MKr15 |  |  |  | 2030
|  |  |  | MKr15 |  |  |  | 2050
|  | INDWDFLDH2N1 | Industry Wood products TF Forklifts - New 1 | MKr15 | INDNGA, INDBGA, INDSNG1, INDSNG2, INDLPG, INDSNE, INDH2 | IWDFL |  | 2011 | 2011 | 1 |  | 10 |  |  |  |  | 0.9
|  |  |  | MKr15 |  |  |  | 2020
|  |  |  | MKr15 |  |  |  | 2030
|  |  |  | MKr15 |  |  |  | 2050
~FI_Process
| Sets | TechName | TechDesc | Tact | Tcap | Tslvl | PrimaryCG | Vintage
| *Process Set Membership | Technology Name | Technology Description | Activity Unit | Capacity Unit | TimeSlice level of Process Activity | Primary Commodity Group | Vintage Tracking
| * | * | Industrial heating technology Wood products MT - Heat pump utilizing waste heat - new 1 | PJ | MW | DAYNITE |  | yes
| DMD | INDWDRHELCN1 | Industrial heating technology Wood products RH - Heat pump utilizing waste heat - new 1 | PJ | MW | DAYNITE |  | yes
| * | * | Industrial heating technology Wood products MT - Heat pump utilizing waste heat - new 1 | PJ | MW | DAYNITE |  | yes
| DMD | INDWDRHELCN2 | Industrial heating technology Wood products RH - Heat driven heat pump utilizing waste heat - new 2 | PJ | MW | DAYNITE |  | yes
| * | * | Industrial heating technology Wood products MT - Heat pump utilizing waste heat - new 1 | PJ | MW | DAYNITE |  | yes
| DMD | INDWDRHELCN3 | Industrial heating technology Wood products RH - High Temp abs. Heat pump utilizing waste heat - new 3 | PJ | MW | DAYNITE |  | yes
| * | * | Industrial heating technology Wood products MT - Heat pump utilizing waste heat - new 1 | PJ | MW | DAYNITE |  | yes
| DMD | INDWDRHELCN4 | Industrial heating technology Wood products RH - Booster Heat pump utilizing waste heat - new 4 | PJ | MW | DAYNITE |  | yes
| * | * | Industrial heating technology Wood products MT - Heat pump utilizing waste heat - new 1 | PJ | MW |  |  | yes
| * | * | Industrial heating technology Wood products MT - Heat pump utilizing waste heat - new 1 | PJ | MW | DAYNITE |  | yes
| * | * | Industrial heating technology Wood products MT - Heat pump utilizing waste heat - new 1 | PJ | MW | DAYNITE |  | yes
| * | * | Industrial heating technology Wood products MT - Heat pump utilizing waste heat - new 1 | PJ | MW | DAYNITE |  | yes
| DMD | INDWDHTELCN8 | Industrial heating technology Wood products HT - Electric boiler (Steam) - new 8 | PJ | MW | DAYNITE |  | yes
| DMD | INDWDMTELCN8 | Industrial heating technology Wood products MT - Electric boiler (Steam) - new 8 | PJ | MW | DAYNITE |  | yes
| * | * | Industrial heating technology Wood products MT - Heat pump utilizing waste heat - new 1 | PJ | MW | DAYNITE |  | yes
| DMD | INDWDMTELCN9 | Industrial heating technology Wood products MT - Electric boiler (Hot Water) - new 9 | PJ | MW | DAYNITE |  | yes
| * | * | Industrial heating technology Wood products MT - Heat pump utilizing waste heat - new 1 | PJ | MW | DAYNITE |  | yes
| * | * | Industrial heating technology Wood products MT - Heat pump utilizing waste heat - new 1 | PJ | MW |  |  | yes
| DMD | INDWDMTWCHN1 | Industrial heating technology Wood products MT - Wood chip boiler (Steam) - new 1 | PJ | MW |  |  | yes
| DMD | INDWDRHWCHN1 | Industrial heating technology Wood products RH - Wood chip boiler (Steam) - new 1 | PJ | MW |  |  | yes
| DMD | INDWDMTWCHN2 | Industrial heating technology Wood products MT - Wood chip boiler (Steam - condensing) - new 2 | PJ | MW |  |  | yes
| DMD | INDWDRHWCHN2 | Industrial heating technology Wood products RH - Wood chip boiler (Steam - condensing) - new 2 | PJ | MW |  |  | yes
| DMD | INDWDMTWCHN3 | Industrial heating technology Wood products MT - Wood chip boiler (Hot Water) - new 3 | PJ | MW |  |  | yes
| DMD | INDWDRHWCHN3 | Industrial heating technology Wood products RH - Wood chip boiler (Hot Water) - new 3 | PJ | MW |  |  | yes
| DMD | INDWDMTWCHN4 | Industrial heating technology Wood products MT - Wood chip boiler (Hot Water - condensing) - new 4 | PJ | MW |  |  | yes
| DMD | INDWDRHWCHN4 | Industrial heating technology Wood products RH - Wood chip boiler (Hot Water- condensing) - new 4 | PJ | MW |  |  | yes
| DMD | INDWDHTELCN0 | Industrial heating technology Wood products HT - Direct electric heating - new 10 | PJ | MW | DAYNITE |  | yes
| * | * | Industrial heating technology Wood products MT - Heat pump utilizing waste heat - new 1 | PJ | MW | DAYNITE |  | yes
| DMD | INDWDHTDSEN1 | Industrial heating technology Wood products HT - Oil boiler (Steam) - new 1 | PJ | MW |  |  | yes
| DMD | INDWDMTDSEN1 | Industrial heating technology Wood products MT - Oil boiler (Steam) - new 1 | PJ | MW |  |  | yes
| DMD | INDWDRHDSEN1 | Industrial heating technology Wood products RH - Oil boiler (Steam) - new 1 | PJ | MW |  |  | yes
| DMD | INDWDMTDSEN2 | Industrial heating technology Wood products MT - Oil boiler (Steam - condensing) - new 2 | PJ | MW |  |  | yes
| DMD | INDWDRHDSEN2 | Industrial heating technology Wood products RH - Oil boiler (Steam - condensing) - new 2 | PJ | MW |  |  | yes
| DMD | INDWDHTDH2N1 | Industrial heating technology Wood products HT - Gas boiler (Steam) - new 1 | PJ | MW |  |  | yes
| DMD | INDWDMTDH2N1 | Industrial heating technology Wood products MT - Gas boiler (Steam) - new 1 | PJ | MW |  |  | yes
| DMD | INDWDRHDH2N1 | Industrial heating technology Wood products RH - Gas boiler (Steam) - new 1 | PJ | MW |  |  | yes
| DMD | INDWDMTDH2N2 | Industrial heating technology Wood products MT - Gas boiler (Steam - condensing) - new 2 | PJ | MW |  |  | yes
| DMD | INDWDRHDH2N2 | Industrial heating technology Wood products RH - Gas boiler (Steam - condensing) - new 2 | PJ | MW |  |  | yes
| DMD | INDWDMTDH2N3 | Industrial heating technology Wood products MT - Gas boiler (Hot Water) - new 3 | PJ | MW |  |  | yes
| DMD | INDWDRHDH2N3 | Industrial heating technology Wood products RH - Gas boiler (Hot Water) - new 3 | PJ | MW |  |  | yes
| DMD | INDWDMTDH2N4 | Industrial heating technology Wood products MT - Gas boiler (Hot Water - condensing) - new 4 | PJ | MW |  |  | yes
| DMD | INDWDRHDH2N4 | Industrial heating technology Wood products RH - Gas boiler (Hot Water- condensing) - new 4 | PJ | MW |  |  | yes
| DMD | INDWDHTDH2N5 | Industrial heating technology Wood products HT - Gas boiler (Direct firing) - new 5 | PJ | MW |  |  | yes
| DMD | INDWDMTDH2N5 | Industrial heating technology Wood products MT - Gas boiler (Direct firing) - new 5 | PJ | MW |  |  | yes
| DMD | INDWDHTCOAN1 | Industrial heating technology Wood products HT - Coal boiler (Steam) - new 1 | PJ | MW |  |  | yes
| DMD | INDWDMTCOAN1 | Industrial heating technology Wood products MT - Coal boiler (Steam) - new 1 | PJ | MW |  |  | yes
| DMD | INDWDRHCOAN1 | Industrial heating technology Wood products RH - Coal boiler (Steam) - new 1 | PJ | MW |  |  | yes
| DMD | INDWDMTCOAN2 | Industrial heating technology Wood products MT - Coal boiler (Hot Water) - new 2 | PJ | MW |  |  | yes
| DMD | INDWDRHCOAN2 | Industrial heating technology Wood products RH - Coal boiler (Hot Water) - new 2 | PJ | MW |  |  | yes
| DMD | INDWDRHSOLN1 | Industrial heating technology Wood products RH - Solar - new 1 | PJ | MW | DAYNITE |  | yes
| * | * | Industrial heating technology Wood products MT - Heat pump utilizing waste heat - new 1 | PJ | MW | DAYNITE |  | yes
| * | * | Industrial heating technology Wood products MT - Heat pump utilizing waste heat - new 1 | PJ | MW | DAYNITE |  | yes
| DMD | INDWDLAELCN1 | Industry Wood products LA Electricity Light Appliance - New 1 | PJ | MW | DAYNITE |  | yes
| DMD | INDWDEMELCN1 | Industry Wood products EM Electricity Motors - New 1 | PJ | MW | DAYNITE |  | yes
| DMD | INDWDTFDSLN1 | Industry Wood products TF Tractors, Trucks, Fishing boats - New 1 | PJ | MW |  |  | yes
| DMD | INDWDFLDH2N1 | Industry Wood products TF Forklifts - New 1 | PJ | MW |  |  | yes
~FI_Comm
CSet | Region | CommName | CommDesc | Unit | LimType | CTSLvl | PeakTS | Ctype
*Commodity Set Membership | Region Name | Commodity Name | Commodity Description | Unit | Sense of the Balance EQN. | Timeslice Level | Peak Monitoring | Electricity Indicator
ENV |  | IWDSOx | Industrial heating heating technology Wood products - SOx emission | g/GJ
|  | IWDNOx | Industrial heating heating technology Wood products - NOx emission | g/GJ
|  | IWDCH4 | Industrial heating heating technology Wood products - CH4 emission | g/GJ
|  | IWDNO2 | Industrial heating heating technology Wood products - NO2 emission | g/GJ
|  | IWDPM | Industrial heating heating technology Wood products - Particle emission | g/GJ
NRG |  | INDWWH | Industrial heating technology Wood products - Waste heat | PJ |  | DAYNITE
Note on E1: Andreas Helk ¦ Viegand Maagøe: Input for each sheet - Choose between the categories from the ENS catalogue. Used for looking up potentials
Note on S1: Andreas Helk ¦ Viegand Maagøe: Column number for looking up the right FLO_MARK (direct or indirect technologies)
Note on U1: Andreas Helk ¦ Viegand Maagøe: Base input for calculating waste heat in industry. Factor that estimates how much waste heat is generated within HT, MT and RH due to the processes involved and not the technology i.e. drying processes, evaporation, distilling etc. Should be sector-specific depending on the processes within each sector.
Note on E2: Andreas Helk ¦ Viegand Maagøe: Write a sector name for TechDesc and Comm-OUT
Note on G6: Andreas Helk ¦ Viegand Maagøe: Heat pumps are set to use both electricity and waste heat within industries.
Note on I6: Andreas Helk ¦ Viegand Maagøe: Boilers are also set to give out waste heat
Note on M6: Andreas Helk ¦ Viegand Maagøe: For heat pumps the COP value is loaded here for calculating the input shares. (* means that TIMES does not read the column)
Note on S6: Andreas Helk ¦ Viegand Maagøe: Consider looking into updating these
Note on X6: Maurizio Gargiulo: It is not possible to use the parameter like in here because we have more than one COMM-OUT. If you try to join the two tables you will get an error. We should move these information in a scenario file
Note on M9: Andreas Helk ¦ Viegand Maagøe: Heat pump COP is written in this column since they are not using air as heat source, but using the waste heat within the industry.
Note on T33: Andreas Helk ¦ Viegand Maagøe: Assumed that the traditional heat pumps are prioritized first, so the Abs. heat pump potential is what is left.
Note on T45: Andreas Helk ¦ Viegand Maagøe: Assumed that the traditional heat pumps are prioritized first, so the Booster heat pump potential is what is left.
Note on T183: Andreas Helk ¦ Viegand Maagøe: Not a part of the technology catalogue - manual input
Note on O187: Stefan Petrovic: =L6*0.95 was previously

## IND_Other_new
|  | Sector name: | 2.Commodity production | [13 empty] | Direct | Indirect | WH Base input: | HT | 0.3
|  |  | Other | [13 empty] | 7 | 8 |  | MT | 0.2
[20 empty] | RH | 0
~FI_T
Sheet names (for lookups) |  | TechName | *TechDesc | CURR | Comm-IN | Comm-OUT | Comm-OUT-A | YEAR | START | EFF | *COP | LIFE | INVCOST | FIXOM | VAROM | CAP2ACT | AFA | FLO_MARK | Share-I~UP | VDA_FLOP |  | FEMIS~IODSOx | FEMIS~IODNOx | FEMIS~IODCH4 | FEMIS~IODNO2 | FEMIS~IODPM | * Source | Lookup year | Input~ELCC | EFF heat pumps moved to Trans file
*PlantName
|  | * | [10 empty] | Mkr/MW | Mkr/MW/year | Mkr/PJ | Factor | Factor |  |  |  |  | g/GJ | g/GJ | g/GJ | g/GJ | g/GJ
Trad. Heat pump 80C |  | INDODMTELCN1 | Industrial heating technology Other MT - Heat pump utilizing waste heat - new 1 | MKr15 | INDELC | IODMT |  | 2020 | 2020 | 1 | 4.4755 | 20 | 5.4385 | 0.0149 | 6.7464 | 0.031536 | 0.5 | 0.22 | 0.22567 |  |  | 0 | 0 | 0 | 0 | 0 |  | 2020
Trad. Heat pump 80C |  |  |  | MKr15 | INDOWH | [13 empty] | 0.77433
Trad. Heat pump 80C |  |  |  | MKr15 | INDELC | IODMT |  | 2030 |  | 1 | 4.5793 |  | 4.8425 | 0.0149 | 6.6222 |  |  |  | 0.22056 |  |  | 0 | 0 | 0 | 0 | 0 |  | 2030
Trad. Heat pump 80C |  |  |  | MKr15 | INDOWH | [13 empty] | 0.77944 | [11 empty] | Sector | Other
Trad. Heat pump 80C |  |  |  | MKr15 | INDELC | IODMT |  | 2050 |  | 1 | 4.7191 |  | 4.321 | 0.0149 | 6.4567 |  |  |  | 0.21402 |  |  | 0 | 0 | 0 | 0 | 0 |  | 2050 |  |  | IODHT | Other comm Demand Heat High Temp. over 150C | IODMT | Other comm Demand Heat Medium Temp. up to 150C
Trad. Heat pump 80C |  |  |  | MKr15 | INDOWH | [13 empty] | 0.78598 | [11 empty] | IODMT | Other comm Demand Heat Medium Temp. up to 150C | IODHT | Other comm Demand Heat High Temp. over 150C
Trad. Heat pump 80C |  | INDODRHELCN1 | Industrial heating technology Other RH - Heat pump utilizing waste heat - new 1 | MKr15 | INDELC | IODRH |  | 2020 | 2020 | 1 | 4.4755 | 20 | 5.4385 | 0.0149 | 6.7464 | 0.031536 | 0.5 | 1 | 0.22567 |  |  | 0 | 0 | 0 | 0 | 0 |  | 2020 |  |  | IODRH | Other comm Demand Heat Room Heat | IODRH | Other comm Demand Heat Room Heat
Trad. Heat pump 80C |  |  |  | MKr15 | INDOWH | [13 empty] | 0.77433 | [11 empty] | IODLA | Other comm Demand Light | IODLA | Other comm Demand Light
Trad. Heat pump 80C |  |  |  | MKr15 | INDELC | IODRH |  | 2030 |  | 1 | 4.5793 |  | 4.8425 | 0.0149 | 6.6222 |  |  |  | 0.22056 |  |  | 0 | 0 | 0 | 0 | 0 |  | 2030 |  |  | IODEM | Other comm Demand Electric Motors | IODEM | Other comm Demand Electric Motors
Trad. Heat pump 80C |  |  |  | MKr15 | INDOWH | [13 empty] | 0.77944 | [11 empty] | IODTF | Other comm Demand Haulage Tractors, Trucks, Fishing boats, Forest machines | IODTF | Other comm Demand Haulage Tractors, Trucks, Fishing boats, Forest machines
Trad. Heat pump 80C |  |  |  | MKr15 | INDELC | IODRH |  | 2050 |  | 1 | 4.7191 |  | 4.321 | 0.0149 | 6.4567 |  |  |  | 0.21402 |  |  | 0 | 0 | 0 | 0 | 0 |  | 2050 |  |  | IODFL | Other comm Demand Haulage Forklifts | IODFL | Other comm Demand Haulage Forklifts
Trad. Heat pump 80C |  |  |  | MKr15 | INDOWH | [13 empty] | 0.78598 | [11 empty] | INDOWH | Other Industrial Waste Heat
Heat driven Heat pump 80C |  | * | Industrial heating technology Other MT - Heat driven heat pump utilizing waste heat - new 2 | MKr15 | INDELC | IODMT |  | 2020 | 2020 | 1 | 1.68 | 20 | 4.172 | 0.0149 | 2.0901 | 0.031536 | 0.5 | 0 | 0.60119 |  |  | 0 | 0 | 0 | 0 | 0 |  | 2020
Heat driven Heat pump 80C |  | * |  | MKr15 | INDOWH | [13 empty] | 0.39881 | [11 empty] | 1
Heat driven Heat pump 80C |  | * |  | MKr15 | INDELC | IODMT |  | 2030 |  | 1 | 1.69 |  | 3.7995 | 0.0149 | 2.0694 |  |  |  | 0.59763 |  |  | 0 | 0 | 0 | 0 | 0 |  | 2030 |  |  | 2
Heat driven Heat pump 80C |  | * |  | MKr15 | INDOWH | [13 empty] | 0.40237 | [11 empty] | 3
Heat driven Heat pump 80C |  | * |  | MKr15 | INDELC | IODMT |  | 2050 |  | 1 | 1.71 |  | 3.427 | 0.0149 | 2.0488 |  |  |  | 0.59064 |  |  | 0 | 0 | 0 | 0 | 0 |  | 2050 |  |  | 4
Heat driven Heat pump 80C |  | * |  | MKr15 | INDOWH | [13 empty] | 0.40936 | [11 empty] | 5 | 1.Food, beverages and tobacco
Heat driven Heat pump 80C |  | INDODRHELCN2 | Industrial heating technology Other RH - Heat driven heat pump utilizing waste heat - new 2 | MKr15 | INDELC | IODRH |  | 2020 | 2020 | 1 | 1.68 | 20 | 4.172 | 0.0149 | 2.0901 | 0.031536 | 0.5 | 1 | 0.60119 |  |  | 0 | 0 | 0 | 0 | 0 |  | 2020 |  |  | 6
Heat driven Heat pump 80C |  |  |  | MKr15 | INDOWH | [13 empty] | 0.39881 | [11 empty] | 7 | 2.Commodity production
Heat driven Heat pump 80C |  |  |  | MKr15 | INDELC | IODRH |  | 2030 |  | 1 | 1.69 |  | 3.7995 | 0.0149 | 2.0694 |  |  |  | 0.59763 |  |  | 0 | 0 | 0 | 0 | 0 |  | 2030 |  |  | 8
Heat driven Heat pump 80C |  |  |  | MKr15 | INDOWH | [13 empty] | 0.40237 | [11 empty] | 9 | 3.Cement and non-metallic mineral (+Extraction of gravel and stone)
Heat driven Heat pump 80C |  |  |  | MKr15 | INDELC | IODRH |  | 2050 |  | 1 | 1.71 |  | 3.427 | 0.0149 | 2.0488 |  |  |  | 0.59064 |  |  | 0 | 0 | 0 | 0 | 0 |  | 2050 |  |  | 10
Heat driven Heat pump 80C |  |  |  | MKr15 | INDOWH | [13 empty] | 0.40936 | [11 empty] | 11 | 4.Chemical industry
High Temp abs. Heat pump 150C |  | INDODMTELCN3 | Industrial heating technology Other MT - High Temp abs. Heat pump utilizing waste heat - new 3 | MKr15 | INDELC | IODMT |  | 2020 | 2020 | 1 | 2.75 | 20 | 7.1395 | 0.0072265 | 6.7464 | 0.031536 | 0.5 | 0.26 | 0.36727 |  |  | 0 | 0 | 0 | 0 | 0 |  | 2020 |  |  | 12
High Temp abs. Heat pump 150C |  |  |  | MKr15 | INDOWH | [13 empty] | 0.63273 | [11 empty] | 13 | 5.Metals, machinery and electronics
High Temp abs. Heat pump 150C |  |  |  | MKr15 | INDELC | IODMT |  | 2030 |  | 1 | 2.875 |  | 6.3823 | 0.0064815 | 6.6222 |  |  |  | 0.3513 |  |  | 0 | 0 | 0 | 0 | 0 |  | 2030 |  |  | 14
High Temp abs. Heat pump 150C |  |  |  | MKr15 | INDOWH | [13 empty] | 0.6487
High Temp abs. Heat pump 150C |  |  |  | MKr15 | INDELC | IODMT |  | 2050 |  | 1 | 3.025 |  | 5.7365 | 0.005364 | 6.4567 |  |  |  | 0.33388 |  |  | 0 | 0 | 0 | 0 | 0 |  | 2050
High Temp abs. Heat pump 150C |  |  |  | MKr15 | INDOWH | [13 empty] | 0.66612
High Temp abs. Heat pump 150C |  | INDODRHELCN3 | Industrial heating technology Other RH - High Temp abs. Heat pump utilizing waste heat - new 3 | MKr15 | INDELC | IODRH |  | 2020 | 2020 | 1 | 2.75 | 20 | 7.1395 | 0.0072265 | 6.7464 | 0.031536 | 0.5 | 1 | 0.36727 |  |  | 0 | 0 | 0 | 0 | 0 |  | 2020
High Temp abs. Heat pump 150C |  |  |  | MKr15 | INDOWH | [13 empty] | 0.63273
High Temp abs. Heat pump 150C |  |  |  | MKr15 | INDELC | IODRH |  | 2030 |  | 1 | 2.875 |  | 6.3823 | 0.0064815 | 6.6222 |  |  |  | 0.3513 |  |  | 0 | 0 | 0 | 0 | 0 |  | 2030
High Temp abs. Heat pump 150C |  |  |  | MKr15 | INDOWH | [13 empty] | 0.6487
High Temp abs. Heat pump 150C |  |  |  | MKr15 | INDELC | IODRH |  | 2050 |  | 1 | 3.025 |  | 5.7365 | 0.005364 | 6.4567 |  |  |  | 0.33388 |  |  | 0 | 0 | 0 | 0 | 0 |  | 2050
High Temp abs. Heat pump 150C |  |  |  | MKr15 | INDOWH | [13 empty] | 0.66612
Booster Heat pump 150C |  | INDODMTELCN4 | Industrial heating technology Other MT - Booster Heat pump utilizing waste heat - new 4 | MKr15 | INDELC | IODMT |  | 2020 | 2020 | 1 | 1.93 | 20 | 12.1589 | 0.0149 | 7.1189 | 0.031536 | 0.5 | 0.36 | 0.52332 |  |  | 0 | 0 | 0 | 0 | 0 |  | 2020
Booster Heat pump 150C |  |  |  | MKr15 | INDOWH | [13 empty] | 0.47668
Booster Heat pump 150C |  |  |  | MKr15 | INDELC | IODMT |  | 2030 |  | 1 | 1.9894 |  | 9.8571 | 0.0149 | 6.974 |  |  |  | 0.50769 |  |  | 0 | 0 | 0 | 0 | 0 |  | 2030
Booster Heat pump 150C |  |  |  | MKr15 | INDOWH | [13 empty] | 0.49231
Booster Heat pump 150C |  |  |  | MKr15 | INDELC | IODMT |  | 2050 |  | 1 | 2.051 |  | 6.9559 | 0.0149 | 6.7878 |  |  |  | 0.49245 |  |  | 0 | 0 | 0 | 0 | 0 |  | 2050
Booster Heat pump 150C |  |  |  | MKr15 | INDOWH | [13 empty] | 0.50755
Booster Heat pump 150C |  | INDODRHELCN4 | Industrial heating technology Other RH - Booster Heat pump utilizing waste heat - new 4 | MKr15 | INDELC | IODRH |  | 2020 | 2020 | 1 | 1.93 | 20 | 12.1589 | 0.0149 | 7.1189 | 0.031536 | 0.5 | 1 | 0.52332 |  |  | 0 | 0 | 0 | 0 | 0 |  | 2020
Booster Heat pump 150C |  |  |  | MKr15 | INDOWH | [13 empty] | 0.47668
Booster Heat pump 150C |  |  |  | MKr15 | INDELC | IODRH |  | 2030 |  | 1 | 1.9894 |  | 9.8571 | 0.0149 | 6.974 |  |  |  | 0.50769 |  |  | 0 | 0 | 0 | 0 | 0 |  | 2030
Booster Heat pump 150C |  |  |  | MKr15 | INDOWH | [13 empty] | 0.49231
Booster Heat pump 150C |  |  |  | MKr15 | INDELC | IODRH |  | 2050 |  | 1 | 2.051 |  | 6.9559 | 0.0149 | 6.7878 |  |  |  | 0.49245 |  |  | 0 | 0 | 0 | 0 | 0 |  | 2050
Booster Heat pump 150C |  |  |  | MKr15 | INDOWH | [13 empty] | 0.50755
MVR |  | INDODMTELCN5 | Industrial heating technology Other MT - MVR utilizing waste heat - new 5 | MKr15 | INDELC | IODMT |  | 2020 | 2020 | 1 | 12.1 | 25 | 2.6075 | 0.0149 | 5.2357 | 0.031536 | 0.5 | 0.05 | 0.083471 |  |  | 0 | 0 | 0 | 0 | 0 |  | 2020
MVR |  |  |  | MKr15 | INDOWH | [13 empty] | 0.91653
MVR |  |  |  | MKr15 | INDELC | IODMT |  | 2030 |  | 1 | 12.7 |  | 2.4585 | 0.0149 | 5.0701 |  |  |  | 0.079528 |  |  | 0 | 0 | 0 | 0 | 0 |  | 2030
MVR |  |  |  | MKr15 | INDOWH | [13 empty] | 0.92047
MVR |  |  |  | MKr15 | INDELC | IODMT |  | 2050 |  | 1 | 13.8 |  | 2.3095 | 0.0149 | 4.8839 |  |  |  | 0.073188 |  |  | 0 | 0 | 0 | 0 | 0 |  | 2050
MVR |  |  |  | MKr15 | INDOWH | [13 empty] | 0.92681
Hotdisc |  | * | Industrial heating technology Other HT - Hotdisc - new 1 | MKr15 | INDWST | IODHT | INDOWH | 2011 | 2011 | 0.9 |  | 20 | 3.725 | 0.00298 | 2.4316 | 0.031536 | 0.5 | 0 |  | 0.4 |  | 8.3 | 56 | 0.1 | 1 | 0.29 |  | 2020
Hotdisc |  | * |  | MKr15 |  |  | INDOWH | 2030 |  | 0.91 |  |  | 3.4643 | 0.00298 | 2.473 |  |  |  |  | 0.39 |  | 8.3 | 45 | 0.1 | 1 | 0.29 |  | 2030
Hotdisc |  | * |  | MKr15 |  |  | INDOWH | 2050 |  | 0.93 |  |  | 3.3525 | 0.00298 | 2.4937 |  |  |  |  | 0.37 |  | 8.3 | 11 | 0.1 | 1 | 0.29 |  | 2050
Dielectric heating |  | INDODMTELCN6 | Industrial heating technology Other MT - Dielectric heating - new 6 | MKr15 | INDELC | IODMT | INDOWH | 2011 | 2011 | 0.95 |  | 30 | 20.115 | 0 | 94.8282 | 0.031536 | 0.5 | 0.05 |  | 0.25 |  | 0 | 0 | 0 | 0 | 0 |  | 2020
Dielectric heating |  |  |  | MKr15 |  |  | INDOWH | 2030 |  | 0.95 |  |  | 19.5116 | 0 | 94.8323 |  |  |  |  | 0.25 |  | 0 | 0 | 0 | 0 | 0 |  | 2030
Dielectric heating |  |  |  | MKr15 |  |  | INDOWH | 2050 |  | 0.95 |  |  | 18.1035 | 0 | 94.8344 |  |  |  |  | 0.25 |  | 0 | 0 | 0 | 0 | 0 |  | 2050
Infrared |  | INDODMTELCN7 | Industrial heating technology Other MT - Infrared heating - new 7 | MKr15 | INDELC | IODMT | INDOWH | 2011 | 2011 | 0.96 |  | 30 | 2.6075 | 0 | 242.2761 | 0.031536 | 0.5 | 0.05 |  | 0.24 |  | 0 | 0 | 0 | 0 | 0 |  | 2020
Infrared |  |  |  | MKr15 |  |  | INDOWH | 2030 |  | 0.96 |  |  | 2.533 | 0 | 242.2802 |  |  |  |  | 0.24 |  | 0 | 0 | 0 | 0 | 0 |  | 2030
Infrared |  |  |  | MKr15 |  |  | INDOWH | 2050 |  | 0.96 |  |  | 2.3468 | 0 | 242.2823 |  |  |  |  | 0.24 |  | 0 | 0 | 0 | 0 | 0 |  | 2050
Electric boiler |  | INDODHTELCN8 | Industrial heating technology Other HT - Electric boiler (Steam) - new 8 | MKr15 | INDELC | IODHT | INDOWH | 2011 | 2011 | 0.99 |  | 25 | 0.596 | 0.0079715 | 1.7901 | 0.031536 | 0.5 | 1 |  | 0.31 |  | 0 | 0 | 0 | 0 | 0 |  | 2020
Electric boiler |  |  |  | MKr15 |  |  | INDOWH | 2030 |  | 0.99 |  |  | 0.5215 | 0.007599 | 1.8108 |  |  |  |  | 0.31 |  | 0 | 0 | 0 | 0 | 0 |  | 2030
Electric boiler |  |  |  | MKr15 |  |  | INDOWH | 2050 |  | 0.99 |  |  | 0.5215 | 0.006854 | 1.6142 |  |  |  |  | 0.31 |  | 0 | 0 | 0 | 0 | 0 |  | 2050
Electric boiler |  | INDODMTELCN8 | Industrial heating technology Other MT - Electric boiler (Steam) - new 8 | MKr15 | INDELC | IODMT | INDOWH | 2011 | 2011 | 0.99 |  | 25 | 0.596 | 0.0079715 | 1.7901 | 0.031536 | 0.5 | 1 |  | 0.21 |  | 0 | 0 | 0 | 0 | 0 |  | 2020
Electric boiler |  |  |  | MKr15 |  |  | INDOWH | 2030 |  | 0.99 |  |  | 0.5215 | 0.007599 | 1.8108 |  |  |  |  | 0.21 |  | 0 | 0 | 0 | 0 | 0 |  | 2030
Electric boiler |  |  |  | MKr15 |  |  | INDOWH | 2050 |  | 0.99 |  |  | 0.5215 | 0.006854 | 1.6142 |  |  |  |  | 0.21 |  | 0 | 0 | 0 | 0 | 0 |  | 2050
Electric boiler |  | INDODRHELCN8 | Industrial heating technology Other RH - Electric boiler (Steam) - new 8 | MKr15 | INDELC | IODRH | INDOWH | 2011 | 2011 | 0.99 |  | 25 | 0.596 | 0.0079715 | 1.7901 | 0.031536 | 0.5 | 1 |  | 0.01 |  | 0 | 0 | 0 | 0 | 0 |  | 2020
Electric boiler |  |  |  | MKr15 |  |  | INDOWH | 2030 |  | 0.99 |  |  | 0.5215 | 0.007599 | 1.8108 |  |  |  |  | 0.01 |  | 0 | 0 | 0 | 0 | 0 |  | 2030
Electric boiler |  |  |  | MKr15 |  |  | INDOWH | 2050 |  | 0.99 |  |  | 0.5215 | 0.006854 | 1.6142 |  |  |  |  | 0.01 |  | 0 | 0 | 0 | 0 | 0 |  | 2050
Electric boiler |  | INDODMTELCN9 | Industrial heating technology Other MT - Electric boiler (Hot Water) - new 9 | MKr15 | INDELC | IODMT | INDOWH | 2011 | 2011 | 0.99 |  | 25 | 0.5215 | 0.0079715 | 1.7901 | 0.031536 | 0.5 | 1 |  | 0.21 |  | 0 | 0 | 0 | 0 | 0 |  | 2020
Electric boiler |  |  |  | MKr15 |  |  | INDOWH | 2030 |  | 0.99 |  |  | 0.447 | 0.007599 | 1.8108 |  |  |  |  | 0.21 |  | 0 | 0 | 0 | 0 | 0 |  | 2030
Electric boiler |  |  |  | MKr15 |  |  | INDOWH | 2050 |  | 0.99 |  |  | 0.447 | 0.006854 | 1.6142 |  |  |  |  | 0.21 |  | 0 | 0 | 0 | 0 | 0 |  | 2050
Electric boiler |  | INDODRHELCN9 | Industrial heating technology Other RH - Electric boiler (Hot Water) - new 9 | MKr15 | INDELC | IODRH | INDOWH | 2011 | 2011 | 0.99 |  | 25 | 0.5215 | 0.0079715 | 1.7901 | 0.031536 | 0.5 | 1 |  | 0.01 |  | 0 | 0 | 0 | 0 | 0 |  | 2020
Electric boiler |  |  |  | MKr15 |  |  | INDOWH | 2030 |  | 0.99 |  |  | 0.447 | 0.007599 | 1.8108 |  |  |  |  | 0.01 |  | 0 | 0 | 0 | 0 | 0 |  | 2030
Electric boiler |  |  |  | MKr15 |  |  | INDOWH | 2050 |  | 0.99 |  |  | 0.447 | 0.006854 | 1.6142 |  |  |  |  | 0.01 |  | 0 | 0 | 0 | 0 | 0 |  | 2050
Biomass boiler |  | INDODHTWCHN1 | Industrial heating technology Other HT - Wood chip boiler (Steam) - new 1 | MKr15 | INDWCH | IODHT | INDOWH | 2011 | 2011 | 0.89 |  | 25 | 4.6055 | 0.25106 | 5.751 | 0.031536 | 0.5 | 1 |  | 0.41 |  | 11 | 63 | 11 | 3 | 10 |  | 2020
Biomass boiler |  |  |  | MKr15 |  |  | INDOWH | 2030 |  | 0.89 |  |  | 4.4023 | 0.26745 | 5.8462 |  |  |  |  | 0.41 |  | 11 | 49 | 8 | 3 | 10 |  | 2030
Biomass boiler |  |  |  | MKr15 |  |  | INDOWH | 2050 |  | 0.9 |  |  | 3.9959 | 0.25106 | 5.8938 |  |  |  |  | 0.4 |  | 11 | 41 | 4 | 1 | 10 |  | 2050
Biomass boiler |  | INDODMTWCHN1 | Industrial heating technology Other MT - Wood chip boiler (Steam) - new 1 | MKr15 | INDWCH | IODMT | INDOWH | 2011 | 2011 | 0.89 |  | 25 | 4.6055 | 0.25106 | 5.751 | 0.031536 | 0.5 | 1 |  | 0.31 |  | 11 | 63 | 11 | 3 | 10 |  | 2020
Biomass boiler |  |  |  | MKr15 |  |  | INDOWH | 2030 |  | 0.89 |  |  | 4.4023 | 0.26745 | 5.8462 |  |  |  |  | 0.31 |  | 11 | 49 | 8 | 3 | 10 |  | 2030
Biomass boiler |  |  |  | MKr15 |  |  | INDOWH | 2050 |  | 0.9 |  |  | 3.9959 | 0.25106 | 5.8938 |  |  |  |  | 0.3 |  | 11 | 41 | 4 | 1 | 10 |  | 2050
Biomass boiler |  | INDODRHWCHN1 | Industrial heating technology Other RH - Wood chip boiler (Steam) - new 1 | MKr15 | INDWCH | IODRH | INDOWH | 2011 | 2011 | 0.89 |  | 25 | 4.6055 | 0.25106 | 5.751 | 0.031536 | 0.5 | 1 |  | 0.11 |  | 11 | 63 | 11 | 3 | 10 |  | 2020
Biomass boiler |  |  |  | MKr15 |  |  | INDOWH | 2030 |  | 0.89 |  |  | 4.4023 | 0.26745 | 5.8462 |  |  |  |  | 0.11 |  | 11 | 49 | 8 | 3 | 10 |  | 2030
Biomass boiler |  |  |  | MKr15 |  |  | INDOWH | 2050 |  | 0.9 |  |  | 3.9959 | 0.25106 | 5.8938 |  |  |  |  | 0.1 |  | 11 | 41 | 4 | 1 | 10 |  | 2050
Biomass boiler |  | INDODMTWCHN2 | Industrial heating technology Other MT - Wood chip boiler (Steam - condensing) - new 2 | MKr15 | INDWCH | IODMT | INDOWH | 2011 | 2011 | 1.1619 |  | 25 | 5.066 | 0.27565 | 5.751 | 0.031536 | 0.5 | 1 |  | 0.038104 |  | 11 | 63 | 11 | 3 | 10 |  | 2020
Biomass boiler |  |  |  | MKr15 |  |  | INDOWH | 2030 |  | 1.1619 |  |  | 4.8425 | 0.26745 | 5.8462 |  |  |  |  | 0.038104 |  | 11 | 49 | 8 | 3 | 10 |  | 2030
Biomass boiler |  |  |  | MKr15 |  |  | INDOWH | 2050 |  | 1.1619 |  |  | 4.3955 | 0.25106 | 5.8938 |  |  |  |  | 0.038104 |  | 11 | 41 | 4 | 1 | 10 |  | 2050
Biomass boiler |  | INDODRHWCHN2 | Industrial heating technology Other RH - Wood chip boiler (Steam - condensing) - new 2 | MKr15 | INDWCH | IODRH | INDOWH | 2011 | 2011 | 1.1619 |  | 25 | 5.066 | 0.27565 | 5.751 | 0.031536 | 0.5 | 1 |  | 0 |  | 11 | 63 | 11 | 3 | 10 |  | 2020
Biomass boiler |  |  |  | MKr15 |  |  | INDOWH | 2030 |  | 1.1619 |  |  | 4.8425 | 0.26745 | 5.8462 |  |  |  |  | 0 |  | 11 | 49 | 8 | 3 | 10 |  | 2030
Biomass boiler |  |  |  | MKr15 |  |  | INDOWH | 2050 |  | 1.1619 |  |  | 4.3955 | 0.25106 | 5.8938 |  |  |  |  | 0 |  | 11 | 41 | 4 | 1 | 10 |  | 2050
Biomass boiler |  | INDODMTWCHN3 | Industrial heating technology Other MT - Wood chip boiler (Hot Water) - new 3 | MKr15 | INDWCH | IODMT | INDOWH | 2011 | 2011 | 0.9 |  | 25 | 4.6055 | 0.25106 | 5.751 | 0.031536 | 0.5 | 1 |  | 0.3 |  | 11 | 63 | 11 | 3 | 10 |  | 2020
Biomass boiler |  |  |  | MKr15 |  |  | INDOWH | 2030 |  | 0.9 |  |  | 4.4023 | 0.26745 | 5.8462 |  |  |  |  | 0.3 |  | 11 | 49 | 8 | 3 | 10 |  | 2030
Biomass boiler |  |  |  | MKr15 |  |  | INDOWH | 2050 |  | 0.91 |  |  | 3.9959 | 0.25106 | 5.8938 |  |  |  |  | 0.29 |  | 11 | 41 | 4 | 1 | 10 |  | 2050
Biomass boiler |  | INDODRHWCHN3 | Industrial heating technology Other RH - Wood chip boiler (Hot Water) - new 3 | MKr15 | INDWCH | IODRH | INDOWH | 2011 | 2011 | 0.9 |  | 25 | 4.6055 | 0.25106 | 5.751 | 0.031536 | 0.5 | 1 |  | 0.1 |  | 11 | 63 | 11 | 3 | 10 |  | 2020
Biomass boiler |  |  |  | MKr15 |  |  | INDOWH | 2030 |  | 0.9 |  |  | 4.4023 | 0.26745 | 5.8462 |  |  |  |  | 0.1 |  | 11 | 49 | 8 | 3 | 10 |  | 2030
Biomass boiler |  |  |  | MKr15 |  |  | INDOWH | 2050 |  | 0.91 |  |  | 3.9959 | 0.25106 | 5.8938 |  |  |  |  | 0.09 |  | 11 | 41 | 4 | 1 | 10 |  | 2050
Biomass boiler |  | INDODMTWCHN4 | Industrial heating technology Other MT - Wood chip boiler (Hot Water - condensing) - new 4 | MKr15 | INDWCH | IODMT | INDOWH | 2011 | 2011 | 1.1619 |  | 25 | 5.066 | 0.27565 | 5.751 | 0.031536 | 0.5 | 1 |  | 0.038104 |  | 11 | 63 | 11 | 3 | 10 |  | 2020
Biomass boiler |  |  |  | MKr15 |  |  | INDOWH | 2030 |  | 1.1619 |  |  | 4.8425 | 0.26745 | 5.8462 |  |  |  |  | 0.038104 |  | 11 | 49 | 8 | 3 | 10 |  | 2030
Biomass boiler |  |  |  | MKr15 |  |  | INDOWH | 2050 |  | 1.1619 |  |  | 4.3955 | 0.25106 | 5.8938 |  |  |  |  | 0.038104 |  | 11 | 41 | 4 | 1 | 10 |  | 2050
Biomass boiler |  | INDODRHWCHN4 | Industrial heating technology Other RH - Wood chip boiler (Hot Water- condensing) - new 4 | MKr15 | INDWCH | IODRH | INDOWH | 2011 | 2011 | 1.1619 |  | 25 | 5.066 | 0.27565 | 5.751 | 0.031536 | 0.5 | 1 |  | 0 |  | 11 | 63 | 11 | 3 | 10 |  | 2020
Biomass boiler |  |  |  | MKr15 |  |  | INDOWH | 2030 |  | 1.1619 |  |  | 4.8425 | 0.26745 | 5.8462 |  |  |  |  | 0 |  | 11 | 49 | 8 | 3 | 10 |  | 2030
Biomass boiler |  |  |  | MKr15 |  |  | INDOWH | 2050 |  | 1.1619 |  |  | 4.3955 | 0.25106 | 5.8938 |  |  |  |  | 0 |  | 11 | 41 | 4 | 1 | 10 |  | 2050
Direct electric heating |  | * | Industrial heating technology Other HT - Direct electric heating - new 10 | MKr15 | INDELC | IODHT | INDOWH | 2011 | 2011 | 1 |  | 12.5 | 0.447 | 0 | 0.37767 | 0.031536 | 0.5 | 0 |  | 0.3 |  | 0 | 0 | 0 | 0 | 0 |  | 2020
Direct electric heating |  | * |  | MKr15 |  |  | INDOWH | 2030 |  | 1 |  |  | 0.447 | 0 | 0.38802 |  |  |  |  | 0.3 |  | 0 | 0 | 0 | 0 | 0 |  | 2030
Direct electric heating |  | * |  | MKr15 |  |  | INDOWH | 2050 |  | 1 |  |  | 0.447 | 0 | 0.39319 |  |  |  |  | 0.3 |  | 0 | 0 | 0 | 0 | 0 |  | 2050
Direct electric heating |  | * | Industrial heating technology Other MT - Direct electric heating - new 10 | MKr15 | INDELC | IODMT | INDOWH | 2011 | 2011 | 1 |  | 12.5 | 0.447 | 0 | 0.37767 | 0.031536 | 0.5 | 0 |  | 0.2 |  | 0 | 0 | 0 | 0 | 0 |  | 2020
Direct electric heating |  | * |  | MKr15 |  |  | INDOWH | 2030 |  | 1 |  |  | 0.447 | 0 | 0.38802 |  |  |  |  | 0.2 |  | 0 | 0 | 0 | 0 | 0 |  | 2030
Direct electric heating |  | * |  | MKr15 |  |  | INDOWH | 2050 |  | 1 |  |  | 0.447 | 0 | 0.39319 |  |  |  |  | 0.2 |  | 0 | 0 | 0 | 0 | 0 |  | 2050
Oil-fired boiler_NEW |  | INDODHTDSEN1 | Industrial heating technology Other HT - Oil boiler (Steam) - new 1 | MKr15 | INDDSL, INDDSB1, INDDSB2, INDHFO, INDDSE | IODHT | INDOWH | 2011 | 2011 | 0.94 |  | 25 | 0.40975 | 0.01341 | 2.0694 | 0.031536 | 0.5 | 1 |  | 0.36 |  | 0.5 | 25 | 0 | 0 | 0.1 |  | 2020
Oil-fired boiler_NEW |  |  |  | MKr15 |  |  | INDOWH | 2030 |  | 0.95 |  |  | 0.34699 | 0.012665 | 1.8625 |  |  |  |  | 0.35 |  | 0.5 | 20 | 0 | 0 | 0.1 |  | 2030
Oil-fired boiler_NEW |  |  |  | MKr15 |  |  | INDOWH | 2050 |  | 0.96 |  |  | 0.32814 | 0.011175 | 1.8625 |  |  |  |  | 0.34 |  | 0.5 | 15 | 0 | 0 | 0.1 |  | 2050
Oil-fired boiler_NEW |  | INDODMTDSEN1 | Industrial heating technology Other MT - Oil boiler (Steam) - new 1 | MKr15 | INDDSL, INDDSB1, INDDSB2, INDHFO, INDDSE | IODMT | INDOWH | 2011 | 2011 | 0.94 |  | 25 | 0.40975 | 0.01341 | 2.0694 | 0.031536 | 0.5 | 1 |  | 0.26 |  | 0.5 | 25 | 0 | 0 | 0.1 |  | 2020
Oil-fired boiler_NEW |  |  |  | MKr15 |  |  | INDOWH | 2030 |  | 0.95 |  |  | 0.34699 | 0.012665 | 1.8625 |  |  |  |  | 0.25 |  | 0.5 | 20 | 0 | 0 | 0.1 |  | 2030
Oil-fired boiler_NEW |  |  |  | MKr15 |  |  | INDOWH | 2050 |  | 0.96 |  |  | 0.32814 | 0.011175 | 1.8625 |  |  |  |  | 0.24 |  | 0.5 | 15 | 0 | 0 | 0.1 |  | 2050
Oil-fired boiler_NEW |  | INDODRHDSEN1 | Industrial heating technology Other RH - Oil boiler (Steam) - new 1 | MKr15 | INDDSL, INDDSB1, INDDSB2, INDHFO, INDDSE | IODRH | INDOWH | 2011 | 2011 | 0.94 |  | 25 | 0.40975 | 0.01341 | 2.0694 | 0.031536 | 0.5 | 1 |  | 0.06 |  | 0.5 | 25 | 0 | 0 | 0.1 |  | 2020
Oil-fired boiler_NEW |  |  |  | MKr15 |  |  | INDOWH | 2030 |  | 0.95 |  |  | 0.34699 | 0.012665 | 1.8625 |  |  |  |  | 0.05 |  | 0.5 | 20 | 0 | 0 | 0.1 |  | 2030
Oil-fired boiler_NEW |  |  |  | MKr15 |  |  | INDOWH | 2050 |  | 0.96 |  |  | 0.32814 | 0.011175 | 1.8625 |  |  |  |  | 0.04 |  | 0.5 | 15 | 0 | 0 | 0.1 |  | 2050
Oil-fired boiler_NEW |  | INDODMTDSEN2 | Industrial heating technology Other MT - Oil boiler (Steam - condensing) - new 2 | MKr15 | INDDSL, INDDSB1, INDDSB2, INDHFO, INDDSE | IODMT | INDOWH | 2011 | 2011 | 0.95 |  | 25 | 0.3278 | 0.01341 | 2.0694 | 0.031536 | 0.5 | 1 |  | 0.25 |  | 0.5 | 25 | 0 | 0 | 0.1 |  | 2020
Oil-fired boiler_NEW |  |  |  | MKr15 |  |  | INDOWH | 2030 |  | 0.96 |  |  | 0.2776 | 0.012665 | 1.8625 |  |  |  |  | 0.24 |  | 0.5 | 20 | 0 | 0 | 0.1 |  | 2030
Oil-fired boiler_NEW |  |  |  | MKr15 |  |  | INDOWH | 2050 |  | 0.97 |  |  | 0.26251 | 0.011175 | 1.8625 |  |  |  |  | 0.23 |  | 0.5 | 15 | 0 | 0 | 0.1 |  | 2050
Oil-fired boiler_NEW |  | INDODRHDSEN2 | Industrial heating technology Other RH - Oil boiler (Steam - condensing) - new 2 | MKr15 | INDDSL, INDDSB1, INDDSB2, INDHFO, INDDSE | IODRH | INDOWH | 2011 | 2011 | 0.95 |  | 25 | 0.3278 | 0.01341 | 2.0694 | 0.031536 | 0.5 | 1 |  | 0.05 |  | 0.5 | 25 | 0 | 0 | 0.1 |  | 2020
Oil-fired boiler_NEW |  |  |  | MKr15 |  |  | INDOWH | 2030 |  | 0.96 |  |  | 0.2776 | 0.012665 | 1.8625 |  |  |  |  | 0.04 |  | 0.5 | 20 | 0 | 0 | 0.1 |  | 2030
Oil-fired boiler_NEW |  |  |  | MKr15 |  |  | INDOWH | 2050 |  | 0.97 |  |  | 0.26251 | 0.011175 | 1.8625 |  |  |  |  | 0.03 |  | 0.5 | 15 | 0 | 0 | 0.1 |  | 2050
Natural gas boiler_NEW |  | INDODHTDH2N1 | Industrial heating technology Other HT - Gas boiler (Steam) - new 1 | MKr15 | INDNGA, INDBGA, INDSNG1, INDSNG2, INDLPG, INDSNE, INDH2 | IODHT | INDOWH | 2011 | 2011 | 0.92 |  | 25 | 0.40636 | 0.0149 | 2.2764 | 0.031536 | 0.5 | 1 |  | 0.38 |  | 0.3 | 9 | 3 | 1 | 0.1 |  | 2020
Natural gas boiler_NEW |  |  |  | MKr15 |  |  | INDOWH | 2030 |  | 0.93 |  |  | 0.33864 | 0.014155 | 2.0694 |  |  |  |  | 0.37 |  | 0.3 | 7 | 2 | 1 | 0.1 |  | 2030
Natural gas boiler_NEW |  |  |  | MKr15 |  |  | INDOWH | 2050 |  | 0.94 |  |  | 0.33864 | 0.012665 | 2.0694 |  |  |  |  | 0.36 |  | 0.3 | 6 | 2 | 1 | 0.1 |  | 2050
Natural gas boiler_NEW |  | INDODMTDH2N1 | Industrial heating technology Other MT - Gas boiler (Steam) - new 1 | MKr15 | INDNGA, INDBGA, INDSNG1, INDSNG2, INDLPG, INDSNE, INDH2 | IODMT | INDOWH | 2011 | 2011 | 0.92 |  | 25 | 0.40636 | 0.0149 | 2.2764 | 0.031536 | 0.5 | 1 |  | 0.28 |  | 0.3 | 9 | 3 | 1 | 0.1 |  | 2020
Natural gas boiler_NEW |  |  |  | MKr15 |  |  | INDOWH | 2030 |  | 0.93 |  |  | 0.33864 | 0.014155 | 2.0694 |  |  |  |  | 0.27 |  | 0.3 | 7 | 2 | 1 | 0.1 |  | 2030
Natural gas boiler_NEW |  |  |  | MKr15 |  |  | INDOWH | 2050 |  | 0.94 |  |  | 0.33864 | 0.012665 | 2.0694 |  |  |  |  | 0.26 |  | 0.3 | 6 | 2 | 1 | 0.1 |  | 2050
Natural gas boiler_NEW |  | INDODRHDH2N1 | Industrial heating technology Other RH - Gas boiler (Steam) - new 1 | MKr15 | INDNGA, INDBGA, INDSNG1, INDSNG2, INDLPG, INDSNE, INDH2 | IODRH | INDOWH | 2011 | 2011 | 0.92 |  | 25 | 0.40636 | 0.0149 | 2.2764 | 0.031536 | 0.5 | 1 |  | 0.08 |  | 0.3 | 9 | 3 | 1 | 0.1 |  | 2020
Natural gas boiler_NEW |  |  |  | MKr15 |  |  | INDOWH | 2030 |  | 0.93 |  |  | 0.33864 | 0.014155 | 2.0694 |  |  |  |  | 0.07 |  | 0.3 | 7 | 2 | 1 | 0.1 |  | 2030
Natural gas boiler_NEW |  |  |  | MKr15 |  |  | INDOWH | 2050 |  | 0.94 |  |  | 0.33864 | 0.012665 | 2.0694 |  |  |  |  | 0.06 |  | 0.3 | 6 | 2 | 1 | 0.1 |  | 2050
Natural gas boiler_NEW |  | INDODMTDH2N2 | Industrial heating technology Other MT - Gas boiler (Steam - condensing) - new 2 | MKr15 | INDNGA, INDBGA, INDSNG1, INDSNG2, INDLPG, INDSNE, INDH2 | IODMT | INDOWH | 2011 | 2011 | 1.01 |  | 25 | 0.447 | 0.0149 | 2.2764 | 0.031536 | 0.5 | 1 |  | 0.19 |  | 0.3 | 9 | 3 | 1 | 0.1 |  | 2020
Natural gas boiler_NEW |  |  |  | MKr15 |  |  | INDOWH | 2030 |  | 1.03 |  |  | 0.3725 | 0.014155 | 2.0694 |  |  |  |  | 0.17 |  | 0.3 | 7 | 2 | 1 | 0.1 |  | 2030
Natural gas boiler_NEW |  |  |  | MKr15 |  |  | INDOWH | 2050 |  | 1.03 |  |  | 0.3725 | 0.012665 | 2.0694 |  |  |  |  | 0.17 |  | 0.3 | 6 | 2 | 1 | 0.1 |  | 2050
Natural gas boiler_NEW |  | INDODRHDH2N2 | Industrial heating technology Other RH - Gas boiler (Steam - condensing) - new 2 | MKr15 | INDNGA, INDBGA, INDSNG1, INDSNG2, INDLPG, INDSNE, INDH2 | IODRH | INDOWH | 2011 | 2011 | 1.01 |  | 25 | 0.447 | 0.0149 | 2.2764 | 0.031536 | 0.5 | 1 |  | 0 |  | 0.3 | 9 | 3 | 1 | 0.1 |  | 2020
Natural gas boiler_NEW |  |  |  | MKr15 |  |  | INDOWH | 2030 |  | 1.03 |  |  | 0.3725 | 0.014155 | 2.0694 |  |  |  |  | 0 |  | 0.3 | 7 | 2 | 1 | 0.1 |  | 2030
Natural gas boiler_NEW |  |  |  | MKr15 |  |  | INDOWH | 2050 |  | 1.03 |  |  | 0.3725 | 0.012665 | 2.0694 |  |  |  |  | 0 |  | 0.3 | 6 | 2 | 1 | 0.1 |  | 2050
Natural gas boiler_NEW |  | INDODMTDH2N3 | Industrial heating technology Other MT - Gas boiler (Hot Water) - new 3 | MKr15 | INDNGA, INDBGA, INDSNG1, INDSNG2, INDLPG, INDSNE, INDH2 | IODMT | INDOWH | 2011 | 2011 | 0.93 |  | 25 | 0.32509 | 0.0149 | 2.2764 | 0.031536 | 0.5 | 1 |  | 0.27 |  | 0.3 | 9 | 3 | 1 | 0.1 |  | 2020
Natural gas boiler_NEW |  |  |  | MKr15 |  |  | INDOWH | 2030 |  | 0.94 |  |  | 0.27091 | 0.014155 | 2.0694 |  |  |  |  | 0.26 |  | 0.3 | 7 | 2 | 1 | 0.1 |  | 2030
Natural gas boiler_NEW |  |  |  | MKr15 |  |  | INDOWH | 2050 |  | 0.95 |  |  | 0.27091 | 0.012665 | 2.0694 |  |  |  |  | 0.25 |  | 0.3 | 6 | 2 | 1 | 0.1 |  | 2050
Natural gas boiler_NEW |  | INDODRHDH2N3 | Industrial heating technology Other RH - Gas boiler (Hot Water) - new 3 | MKr15 | INDNGA, INDBGA, INDSNG1, INDSNG2, INDLPG, INDSNE, INDH2 | IODRH | INDOWH | 2011 | 2011 | 0.93 |  | 25 | 0.32509 | 0.0149 | 2.2764 | 0.031536 | 0.5 | 1 |  | 0.07 |  | 0.3 | 9 | 3 | 1 | 0.1 |  | 2020
Natural gas boiler_NEW |  |  |  | MKr15 |  |  | INDOWH | 2030 |  | 0.94 |  |  | 0.27091 | 0.014155 | 2.0694 |  |  |  |  | 0.06 |  | 0.3 | 7 | 2 | 1 | 0.1 |  | 2030
Natural gas boiler_NEW |  |  |  | MKr15 |  |  | INDOWH | 2050 |  | 0.95 |  |  | 0.27091 | 0.012665 | 2.0694 |  |  |  |  | 0.05 |  | 0.3 | 6 | 2 | 1 | 0.1 |  | 2050
Natural gas boiler_NEW |  | INDODMTDH2N4 | Industrial heating technology Other MT - Gas boiler (Hot Water - condensing) - new 4 | MKr15 | INDNGA, INDBGA, INDSNG1, INDSNG2, INDLPG, INDSNE, INDH2 | IODMT | INDOWH | 2011 | 2011 | 1.01 |  | 25 | 0.3576 | 0.0149 | 2.2764 | 0.031536 | 0.5 | 1 |  | 0.19 |  | 0.3 | 9 | 3 | 1 | 0.1 |  | 2020
Natural gas boiler_NEW |  |  |  | MKr15 |  |  | INDOWH | 2030 |  | 1.03 |  |  | 0.298 | 0.014155 | 2.0694 |  |  |  |  | 0.17 |  | 0.3 | 7 | 2 | 1 | 0.1 |  | 2030
Natural gas boiler_NEW |  |  |  | MKr15 |  |  | INDOWH | 2050 |  | 1.03 |  |  | 0.298 | 0.012665 | 2.0694 |  |  |  |  | 0.17 |  | 0.3 | 6 | 2 | 1 | 0.1 |  | 2050
Natural gas boiler_NEW |  | INDODRHDH2N4 | Industrial heating technology Other RH - Gas boiler (Hot Water- condensing) - new 4 | MKr15 | INDNGA, INDBGA, INDSNG1, INDSNG2, INDLPG, INDSNE, INDH2 | IODRH | INDOWH | 2011 | 2011 | 1.01 |  | 25 | 0.3576 | 0.0149 | 2.2764 | 0.031536 | 0.5 | 1 |  | 0 |  | 0.3 | 9 | 3 | 1 | 0.1 |  | 2020
Natural gas boiler_NEW |  |  |  | MKr15 |  |  | INDOWH | 2030 |  | 1.03 |  |  | 0.298 | 0.014155 | 2.0694 |  |  |  |  | 0 |  | 0.3 | 7 | 2 | 1 | 0.1 |  | 2030
Natural gas boiler_NEW |  |  |  | MKr15 |  |  | INDOWH | 2050 |  | 1.03 |  |  | 0.298 | 0.012665 | 2.0694 |  |  |  |  | 0 |  | 0.3 | 6 | 2 | 1 | 0.1 |  | 2050
Natural gas boiler_NEW |  | INDODHTDH2N5 | Industrial heating technology Other HT - Gas boiler (Direct firing) - new 5 | MKr15 | INDNGA, INDBGA, INDSNG1, INDSNG2, INDLPG, INDSNE, INDH2 | IODHT | INDOWH | 2011 | 2011 | 1 |  | 15 | 0.11175 | 0.0013545 | 0.58462 | 0.031536 | 0.5 | 1 |  | 0.3 |  | 0.3 | 9 | 3 | 1 | 0.1 |  | 2020
Natural gas boiler_NEW |  |  |  | MKr15 |  |  | INDOWH | 2030 |  | 1 |  |  | 0.11175 | 0.0013207 | 0.57427 |  |  |  |  | 0.3 |  | 0.3 | 7 | 2 | 1 | 0.1 |  | 2030
Natural gas boiler_NEW |  |  |  | MKr15 |  |  | INDOWH | 2050 |  | 1 |  |  | 0.11175 | 0.0011514 | 0.57944 |  |  |  |  | 0.3 |  | 0.3 | 6 | 2 | 1 | 0.1 |  | 2050
Natural gas boiler_NEW |  | INDODMTDH2N5 | Industrial heating technology Other MT - Gas boiler (Direct firing) - new 5 | MKr15 | INDNGA, INDBGA, INDSNG1, INDSNG2, INDLPG, INDSNE, INDH2 | IODMT | INDOWH | 2011 | 2011 | 1 |  | 25 | 0.11175 | 0.0013545 | 0.58462 | 0.031536 | 0.5 | 1 |  | 0.2 |  | 0.3 | 9 | 3 | 1 | 0.1 |  | 2020
Natural gas boiler_NEW |  |  |  | MKr15 |  |  | INDOWH | 2030 |  | 1 |  |  | 0.11175 | 0.0013207 | 0.57427 |  |  |  |  | 0.2 |  | 0.3 | 7 | 2 | 1 | 0.1 |  | 2030
Natural gas boiler_NEW |  |  |  | MKr15 |  |  | INDOWH | 2050 |  | 1 |  |  | 0.11175 | 0.0011514 | 0.57944 |  |  |  |  | 0.2 |  | 0.3 | 6 | 2 | 1 | 0.1 |  | 2050
Coal boiler |  | INDODHTCOAN1 | Industrial heating technology Other HT - Coal boiler (Steam) - new 1 | MKr15 | INDCOA | IODHT | INDOWH | 2011 | 2011 | 0.89 |  | 25 | 3.725 | 0.25106 | 3.9382 | 0.031536 | 0.5 | 1 |  | 0.41 |  | 8 | 35 | 1.5 | 0.8 | 2.1 |  | 2020
Coal boiler |  |  |  | MKr15 |  |  | INDOWH | 2030 |  | 0.89 |  |  | 3.4699 | 0.24287 | 3.9837 |  |  |  |  | 0.41 |  | 8 | 35 | 1.5 | 0.8 | 2.1 |  | 2030
Coal boiler |  |  |  | MKr15 |  |  | INDOWH | 2050 |  | 0.91 |  |  | 3.2814 | 0.22797 | 4.0064 |  |  |  |  | 0.39 |  | 8 | 35 | 1.5 | 0.8 | 2.1 |  | 2050
Coal boiler |  | INDODMTCOAN1 | Industrial heating technology Other MT - Coal boiler (Steam) - new 1 | MKr15 | INDCOA | IODMT | INDOWH | 2011 | 2011 | 0.89 |  | 25 | 3.725 | 0.25106 | 3.9382 | 0.031536 | 0.5 | 1 |  | 0.31 |  | 8 | 35 | 1.5 | 0.8 | 2.1 |  | 2020
Coal boiler |  |  |  | MKr15 |  |  | INDOWH | 2030 |  | 0.89 |  |  | 3.4699 | 0.24287 | 3.9837 |  |  |  |  | 0.31 |  | 8 | 35 | 1.5 | 0.8 | 2.1 |  | 2030
Coal boiler |  |  |  | MKr15 |  |  | INDOWH | 2050 |  | 0.91 |  |  | 3.2814 | 0.22797 | 4.0064 |  |  |  |  | 0.29 |  | 8 | 35 | 1.5 | 0.8 | 2.1 |  | 2050
Coal boiler |  | INDODRHCOAN1 | Industrial heating technology Other RH - Coal boiler (Steam) - new 1 | MKr15 | INDCOA | IODRH | INDOWH | 2011 | 2011 | 0.89 |  | 25 | 3.725 | 0.25106 | 3.9382 | 0.031536 | 0.5 | 1 |  | 0.11 |  | 8 | 35 | 1.5 | 0.8 | 2.1 |  | 2020
Coal boiler |  |  |  | MKr15 |  |  | INDOWH | 2030 |  | 0.89 |  |  | 3.4699 | 0.24287 | 3.9837 |  |  |  |  | 0.11 |  | 8 | 35 | 1.5 | 0.8 | 2.1 |  | 2030
Coal boiler |  |  |  | MKr15 |  |  | INDOWH | 2050 |  | 0.91 |  |  | 3.2814 | 0.22797 | 4.0064 |  |  |  |  | 0.09 |  | 8 | 35 | 1.5 | 0.8 | 2.1 |  | 2050
Coal boiler |  | INDODMTCOAN2 | Industrial heating technology Other MT - Coal boiler (Hot Water) - new 2 | MKr15 | INDCOA | IODMT | INDOWH | 2011 | 2011 | 0.89 |  | 25 | 3.725 | 0.25106 | 3.9382 | 0.031536 | 0.5 | 1 |  | 0.31 |  | 8 | 35 | 1.5 | 0.8 | 2.1 |  | 2020
Coal boiler |  |  |  | MKr15 |  |  | INDOWH | 2030 |  | 0.89 |  |  | 3.725 | 0.24287 | 3.9837 |  |  |  |  | 0.31 | [7 empty] | 2030
Coal boiler |  |  |  | MKr15 |  |  | INDOWH | 2050 |  | 0.91 |  |  | 3.725 | 0.22797 | 4.0064 |  |  |  |  | 0.29 | [7 empty] | 2050
Coal boiler |  | INDODRHCOAN2 | Industrial heating technology Other RH - Coal boiler (Hot Water) - new 2 | MKr15 | INDCOA | IODRH | INDOWH | 2011 | 2011 | 0.89 |  | 25 | 3.725 | 0.25106 | 3.9382 | 0.031536 | 0.5 | 1 |  | 0.11 |  | 8 | 35 | 1.5 | 0.8 | 2.1 |  | 2020
Coal boiler |  |  |  | MKr15 |  |  | INDOWH | 2030 |  | 0.89 |  |  | 3.725 | 0.24287 | 3.9837 |  |  |  |  | 0.11 | [7 empty] | 2030
Coal boiler |  |  |  | MKr15 |  |  | INDOWH | 2050 |  | 0.91 |  |  | 3.725 | 0.22797 | 4.0064 |  |  |  |  | 0.09 | [7 empty] | 2050
Solar heating |  | INDODRHSOLN1 | Industrial heating technology Other RH - Solar - new 1 | MKr15 | INDSOL | IODRH |  | 2011 | 2011 | 1 |  | 25 | 4.2857 | 0.02066 | 0 | 0.031536 | 0.09 | 1 |  |  |  | 0 | 0 | 0 | 0 | 0 |  | 2020
Solar heating |  |  |  | MKr15 |  |  |  | 2030 |  | 1 |  | 30 | 3.9286 | 0.023281 | 0 | [12 empty] | 2030
Solar heating |  |  |  | MKr15 |  |  |  | 2050 |  | 1 |  | 30 | 3.5714 | 0.021499 | 0 | [12 empty] | 2050
|  | * Heat Exchangers |  | MKr15
|  | INDODRHHCEN1 | Industrial heating technology Other RH - central district heating - within DH area - new 1 | MKr15 | INDHCE | IODRH |  | 2011 | 2011 | 0.96 |  | 30 | 1.17 | 0.058736 | 1.9463 | 0.031536 | 0.5
|  | INDODRHHDEN1 | Industrial heating technology Other RH - decentral district heating - within DH area - new 1 | MKr15 | INDHDE | IODRH |  | 2011 | 2011 | 0.96 |  | 30 | 1.25 | 0.058736 | 1.9463 | 0.031536 | 0.5
|  | * Electric appliances |  | MKr15
|  | INDODLAELCN1 | Industry Other LA Electricity Light Appliance - New 1 | MKr15 | INDELC | IODLA |  | 2011 | 2011 | 1 |  | 10 |  |  |  |  | 0.9
|  |  |  | MKr15 |  |  |  | 2020
|  |  |  | MKr15 |  |  |  | 2030
|  |  |  | MKr15 |  |  |  | 2050
|  | INDODEMELCN1 | Industry Other EM Electricity Motors - New 1 | MKr15 | INDELC | IODEM |  | 2011 | 2011 | 1 |  | 10 |  |  |  |  | 0.9
|  |  |  | MKr15 |  |  |  | 2020
|  |  |  | MKr15 |  |  |  | 2030
|  |  |  | MKr15 |  |  |  | 2050
|  | INDODTFDSLN1 | Industry Other TF Tractors, Trucks, Fishing boats - New 1 | MKr15 | INDDSL, INDDSB1, INDDSB2, INDHFO, INDDSE | IODTF |  | 2011 | 2011 | 1 |  | 10 |  |  |  |  | 0.9
|  |  |  | MKr15 |  |  |  | 2020
|  |  |  | MKr15 |  |  |  | 2030
|  |  |  | MKr15 |  |  |  | 2050
|  | INDODFLDH2N1 | Industry Other TF Forklifts - New 1 | MKr15 | INDNGA, INDBGA, INDSNG1, INDSNG2, INDLPG, INDSNE, INDH2 | IODFL |  | 2011 | 2011 | 1 |  | 10 |  |  |  |  | 0.9
|  |  |  | MKr15 |  |  |  | 2020
|  |  |  | MKr15 |  |  |  | 2030
|  |  |  | MKr15 |  |  |  | 2050
~FI_Process
| Sets | TechName | TechDesc | Tact | Tcap | Tslvl | PrimaryCG | Vintage
| *Process Set Membership | Technology Name | Technology Description | Activity Unit | Capacity Unit | TimeSlice level of Process Activity | Primary Commodity Group | Vintage Tracking
| DMD | INDODMTELCN1 | Industrial heating technology Other MT - Heat pump utilizing waste heat - new 1 | PJ | MW | DAYNITE |  | yes
| DMD | INDODRHELCN1 | Industrial heating technology Other RH - Heat pump utilizing waste heat - new 1 | PJ | MW | DAYNITE |  | yes
| * | * | Industrial heating technology Other MT - Heat pump utilizing waste heat - new 1 | PJ | MW | DAYNITE |  | yes
| DMD | INDODRHELCN2 | Industrial heating technology Other RH - Heat driven heat pump utilizing waste heat - new 2 | PJ | MW | DAYNITE |  | yes
| DMD | INDODMTELCN3 | Industrial heating technology Other MT - High Temp abs. Heat pump utilizing waste heat - new 3 | PJ | MW | DAYNITE |  | yes
| DMD | INDODRHELCN3 | Industrial heating technology Other RH - High Temp abs. Heat pump utilizing waste heat - new 3 | PJ | MW | DAYNITE |  | yes
| DMD | INDODMTELCN4 | Industrial heating technology Other MT - Booster Heat pump utilizing waste heat - new 4 | PJ | MW | DAYNITE |  | yes
| DMD | INDODRHELCN4 | Industrial heating technology Other RH - Booster Heat pump utilizing waste heat - new 4 | PJ | MW | DAYNITE |  | yes
| DMD | INDODMTELCN5 | Industrial heating technology Other MT - MVR utilizing waste heat - new 5 | PJ | MW |  |  | yes
| * | * | Industrial heating technology Other MT - Heat pump utilizing waste heat - new 1 | PJ | MW | DAYNITE |  | yes
| DMD | INDODMTELCN6 | Industrial heating technology Other MT - Dielectric heating - new 6 | PJ | MW | DAYNITE |  | yes
| DMD | INDODMTELCN7 | Industrial heating technology Other MT - Infrared heating - new 7 | PJ | MW | DAYNITE |  | yes
| DMD | INDODHTELCN8 | Industrial heating technology Other HT - Electric boiler (Steam) - new 8 | PJ | MW | DAYNITE |  | yes
| DMD | INDODMTELCN8 | Industrial heating technology Other MT - Electric boiler (Steam) - new 8 | PJ | MW | DAYNITE |  | yes
| DMD | INDODRHELCN8 | Industrial heating technology Other RH - Electric boiler (Steam) - new 8 | PJ | MW | DAYNITE |  | yes
| DMD | INDODMTELCN9 | Industrial heating technology Other MT - Electric boiler (Hot Water) - new 9 | PJ | MW | DAYNITE |  | yes
| DMD | INDODRHELCN9 | Industrial heating technology Other RH - Electric boiler (Hot Water) - new 9 | PJ | MW | DAYNITE |  | yes
| DMD | INDODHTWCHN1 | Industrial heating technology Other HT - Wood chip boiler (Steam) - new 1 | PJ | MW |  |  | yes
| DMD | INDODMTWCHN1 | Industrial heating technology Other MT - Wood chip boiler (Steam) - new 1 | PJ | MW |  |  | yes
| DMD | INDODRHWCHN1 | Industrial heating technology Other RH - Wood chip boiler (Steam) - new 1 | PJ | MW |  |  | yes
| DMD | INDODMTWCHN2 | Industrial heating technology Other MT - Wood chip boiler (Steam - condensing) - new 2 | PJ | MW |  |  | yes
| DMD | INDODRHWCHN2 | Industrial heating technology Other RH - Wood chip boiler (Steam - condensing) - new 2 | PJ | MW |  |  | yes
| DMD | INDODMTWCHN3 | Industrial heating technology Other MT - Wood chip boiler (Hot Water) - new 3 | PJ | MW |  |  | yes
| DMD | INDODRHWCHN3 | Industrial heating technology Other RH - Wood chip boiler (Hot Water) - new 3 | PJ | MW |  |  | yes
| DMD | INDODMTWCHN4 | Industrial heating technology Other MT - Wood chip boiler (Hot Water - condensing) - new 4 | PJ | MW |  |  | yes
| DMD | INDODRHWCHN4 | Industrial heating technology Other RH - Wood chip boiler (Hot Water- condensing) - new 4 | PJ | MW |  |  | yes
| * | * | Industrial heating technology Other MT - Heat pump utilizing waste heat - new 1 | PJ | MW | DAYNITE |  | yes
| * | * | Industrial heating technology Other MT - Heat pump utilizing waste heat - new 1 | PJ | MW | DAYNITE |  | yes
| DMD | INDODHTDSEN1 | Industrial heating technology Other HT - Oil boiler (Steam) - new 1 | PJ | MW |  |  | yes
| DMD | INDODMTDSEN1 | Industrial heating technology Other MT - Oil boiler (Steam) - new 1 | PJ | MW |  |  | yes
| DMD | INDODRHDSEN1 | Industrial heating technology Other RH - Oil boiler (Steam) - new 1 | PJ | MW |  |  | yes
| DMD | INDODMTDSEN2 | Industrial heating technology Other MT - Oil boiler (Steam - condensing) - new 2 | PJ | MW |  |  | yes
| DMD | INDODRHDSEN2 | Industrial heating technology Other RH - Oil boiler (Steam - condensing) - new 2 | PJ | MW |  |  | yes
| DMD | INDODHTDH2N1 | Industrial heating technology Other HT - Gas boiler (Steam) - new 1 | PJ | MW |  |  | yes
| DMD | INDODMTDH2N1 | Industrial heating technology Other MT - Gas boiler (Steam) - new 1 | PJ | MW |  |  | yes
| DMD | INDODRHDH2N1 | Industrial heating technology Other RH - Gas boiler (Steam) - new 1 | PJ | MW |  |  | yes
| DMD | INDODMTDH2N2 | Industrial heating technology Other MT - Gas boiler (Steam - condensing) - new 2 | PJ | MW |  |  | yes
| DMD | INDODRHDH2N2 | Industrial heating technology Other RH - Gas boiler (Steam - condensing) - new 2 | PJ | MW |  |  | yes
| DMD | INDODMTDH2N3 | Industrial heating technology Other MT - Gas boiler (Hot Water) - new 3 | PJ | MW |  |  | yes
| DMD | INDODRHDH2N3 | Industrial heating technology Other RH - Gas boiler (Hot Water) - new 3 | PJ | MW |  |  | yes
| DMD | INDODMTDH2N4 | Industrial heating technology Other MT - Gas boiler (Hot Water - condensing) - new 4 | PJ | MW |  |  | yes
| DMD | INDODRHDH2N4 | Industrial heating technology Other RH - Gas boiler (Hot Water- condensing) - new 4 | PJ | MW |  |  | yes
| DMD | INDODHTDH2N5 | Industrial heating technology Other HT - Gas boiler (Direct firing) - new 5 | PJ | MW |  |  | yes
| DMD | INDODMTDH2N5 | Industrial heating technology Other MT - Gas boiler (Direct firing) - new 5 | PJ | MW |  |  | yes
| DMD | INDODHTCOAN1 | Industrial heating technology Other HT - Coal boiler (Steam) - new 1 | PJ | MW |  |  | yes
| DMD | INDODMTCOAN1 | Industrial heating technology Other MT - Coal boiler (Steam) - new 1 | PJ | MW |  |  | yes
| DMD | INDODRHCOAN1 | Industrial heating technology Other RH - Coal boiler (Steam) - new 1 | PJ | MW |  |  | yes
| DMD | INDODMTCOAN2 | Industrial heating technology Other MT - Coal boiler (Hot Water) - new 2 | PJ | MW |  |  | yes
| DMD | INDODRHCOAN2 | Industrial heating technology Other RH - Coal boiler (Hot Water) - new 2 | PJ | MW |  |  | yes
| DMD | INDODRHSOLN1 | Industrial heating technology Other RH - Solar - new 1 | PJ | MW | DAYNITE |  | yes
| DMD | INDODRHHCEN1 | Industrial heating technology Other RH - central district heating - within DH area - new 1 | PJ | MW | DAYNITE |  | yes
| DMD | INDODRHHDEN1 | Industrial heating technology Other RH - decentral district heating - within DH area - new 1 | PJ | MW | DAYNITE |  | yes
| DMD | INDODLAELCN1 | Industry Other LA Electricity Light Appliance - New 1 | PJ | MW | DAYNITE |  | yes
| DMD | INDODEMELCN1 | Industry Other EM Electricity Motors - New 1 | PJ | MW | DAYNITE |  | yes
| DMD | INDODTFDSLN1 | Industry Other TF Tractors, Trucks, Fishing boats - New 1 | PJ | MW |  |  | yes
| DMD | INDODFLDH2N1 | Industry Other TF Forklifts - New 1 | PJ | MW |  |  | yes
~FI_Comm
CSet | Region | CommName | CommDesc | Unit | LimType | CTSLvl | PeakTS | Ctype
*Commodity Set Membership | Region Name | Commodity Name | Commodity Description | Unit | Sense of the Balance EQN. | Timeslice Level | Peak Monitoring | Electricity Indicator
ENV |  | IODSOx | Industrial heating heating technology Other - SOx emission | g/GJ
|  | IODNOx | Industrial heating heating technology Other - NOx emission | g/GJ
|  | IODCH4 | Industrial heating heating technology Other - CH4 emission | g/GJ
|  | IODNO2 | Industrial heating heating technology Other - NO2 emission | g/GJ
|  | IODPM | Industrial heating heating technology Other - Particle emission | g/GJ
NRG |  | INDOWH | Industrial heating technology Other - Waste heat | PJ |  | DAYNITE
Note on E1: Andreas Helk ¦ Viegand Maagøe: Input for each sheet - Choose between the categories from the ENS catalogue. Used for looking up potentials
Note on S1: Andreas Helk ¦ Viegand Maagøe: Column number for looking up the right FLO_MARK (direct or indirect technologies)
Note on U1: Andreas Helk ¦ Viegand Maagøe: Base input for calculating waste heat in industry. Factor that estimates how much waste heat is generated within HT, MT and RH due to the processes involved and not the technology i.e. drying processes, evaporation, distilling etc. Should be sector-specific depending on the processes within each sector.
Note on E2: Andreas Helk ¦ Viegand Maagøe: Write a sector name for TechDesc and Comm-OUT
Note on G6: Andreas Helk ¦ Viegand Maagøe: Heat pumps are set to use both electricity and waste heat within industries.
Note on I6: Andreas Helk ¦ Viegand Maagøe: Boilers are also set to give out waste heat
Note on M6: Andreas Helk ¦ Viegand Maagøe: For heat pumps the COP value is loaded here for calculating the input shares. (* means that TIMES does not read the column)
Note on S6: Andreas Helk ¦ Viegand Maagøe: Consider looking into updating these
Note on X6: Maurizio Gargiulo: It is not possible to use the parameter like in here because we have more than one COMM-OUT. If you try to join the two tables you will get an error. We should move these information in a scenario file
Note on M9: Andreas Helk ¦ Viegand Maagøe: Heat pump COP is written in this column since they are not using air as heat source, but using the waste heat within the industry.
Note on T33: Andreas Helk ¦ Viegand Maagøe: Assumed that the traditional heat pumps are prioritized first, so the Abs. heat pump potential is what is left.
Note on T45: Andreas Helk ¦ Viegand Maagøe: Assumed that the traditional heat pumps are prioritized first, so the Booster heat pump potential is what is left.
Note on T183: Andreas Helk ¦ Viegand Maagøe: Not a part of the technology catalogue - manual input
Note on O187: Stefan Petrovic: =L6*0.95 was previously

## IND_Mining_new
|  | Sector name: | 3.Cement and non-metallic mineral (+Extraction of gravel and stone) | [13 empty] | Direct | Indirect | WH Base input: | HT | 0.3
|  |  | Mining | [13 empty] | 15 | 15 |  | MT | 0.2
[20 empty] | RH | 0
~FI_T
Sheet names (for lookups) |  | TechName | *TechDesc | CURR | Comm-IN | Comm-OUT | Comm-OUT-A | YEAR | START | EFF | *COP | LIFE | INVCOST | FIXOM | VAROM | CAP2ACT | AFA | FLO_MARK | Share-I~UP | VDA_FLOP |  | FEMIS~IMDSOx | FEMIS~IMDNOx | FEMIS~IMDCH4 | FEMIS~IMDNO2 | FEMIS~IMDPM | * Source | Lookup year | Input~ELCC | EFF heat pumps moved to Trans file
*PlantName
|  | * | [10 empty] | Mkr/MW | Mkr/MW/year | Mkr/PJ | Factor | Factor |  |  |  |  | g/GJ | g/GJ | g/GJ | g/GJ | g/GJ
Trad. Heat pump 80C |  | * | Industrial heating technology Mining MT - Heat pump utilizing waste heat - new 1 | MKr15 | INDELC | IIDMT |  | 2020 | 2020 | 1 | 4.4755 | 20 | 5.4385 | 0.0149 | 6.7464 | 0.031536 | 0.5 | 0 | 0.22567 |  |  | 0 | 0 | 0 | 0 | 0 |  | 2020
Trad. Heat pump 80C |  | * |  | MKr15 | INDIWH | [13 empty] | 0.77433
Trad. Heat pump 80C |  | * |  | MKr15 | INDELC | IIDMT |  | 2030 |  | 1 | 4.5793 |  | 4.8425 | 0.0149 | 6.6222 |  |  |  | 0.22056 |  |  | 0 | 0 | 0 | 0 | 0 |  | 2030
Trad. Heat pump 80C |  | * |  | MKr15 | INDIWH | [13 empty] | 0.77944 | [11 empty] | Sector | Mining
Trad. Heat pump 80C |  | * |  | MKr15 | INDELC | IIDMT |  | 2050 |  | 1 | 4.7191 |  | 4.321 | 0.0149 | 6.4567 |  |  |  | 0.21402 |  |  | 0 | 0 | 0 | 0 | 0 |  | 2050 |  |  | IIDHT | Mining Demand Heat High Temp. over 150C | IIDMT | Mining Demand Heat Medium Temp. up to 150C
Trad. Heat pump 80C |  | * |  | MKr15 | INDIWH | [13 empty] | 0.78598 | [11 empty] | IIDMT | Mining Demand Heat Medium Temp. up to 150C | IIDHT | Mining Demand Heat High Temp. over 150C
Trad. Heat pump 80C |  | INDIDRHELCN1 | Industrial heating technology Mining RH - Heat pump utilizing waste heat - new 1 | MKr15 | INDELC | IIDRH |  | 2020 | 2020 | 1 | 4.4755 | 20 | 5.4385 | 0.0149 | 6.7464 | 0.031536 | 0.5 | 1 | 0.22567 |  |  | 0 | 0 | 0 | 0 | 0 |  | 2020 |  |  | IIDRH | Mining Demand Heat Room Heat | IIDRH | Mining Demand Heat Room Heat
Trad. Heat pump 80C |  |  |  | MKr15 | INDIWH | [13 empty] | 0.77433 | [11 empty] | IIDLA | Mining Demand Light | IIDLA | Mining Demand Light
Trad. Heat pump 80C |  |  |  | MKr15 | INDELC | IIDRH |  | 2030 |  | 1 | 4.5793 |  | 4.8425 | 0.0149 | 6.6222 |  |  |  | 0.22056 |  |  | 0 | 0 | 0 | 0 | 0 |  | 2030 |  |  | IIDEM | Mining Demand Electric Motors | IIDEM | Mining Demand Electric Motors
Trad. Heat pump 80C |  |  |  | MKr15 | INDIWH | [13 empty] | 0.77944 | [11 empty] | IIDTF | Mining Demand Haulage Tractors, Trucks, Fishing boats, Forest machines | IIDTF | Mining Demand Haulage Tractors, Trucks, Fishing boats, Forest machines
Trad. Heat pump 80C |  |  |  | MKr15 | INDELC | IIDRH |  | 2050 |  | 1 | 4.7191 |  | 4.321 | 0.0149 | 6.4567 |  |  |  | 0.21402 |  |  | 0 | 0 | 0 | 0 | 0 |  | 2050 |  |  | IIDFL | Mining Demand Haulage Forklifts | IIDFL | Mining Demand Haulage Forklifts
Trad. Heat pump 80C |  |  |  | MKr15 | INDIWH | [13 empty] | 0.78598 | [11 empty] | INDIWH | Mining Industrial Waste Heat
Heat driven Heat pump 80C |  | * | Industrial heating technology Mining MT - Heat driven heat pump utilizing waste heat - new 2 | MKr15 | INDELC | IIDMT |  | 2020 | 2020 | 1 | 1.68 | 20 | 4.172 | 0.0149 | 2.0901 | 0.031536 | 0.5 | 0 | 0.60119 |  |  | 0 | 0 | 0 | 0 | 0 |  | 2020
Heat driven Heat pump 80C |  | * |  | MKr15 | INDIWH | [13 empty] | 0.39881 | [11 empty] | 1
Heat driven Heat pump 80C |  | * |  | MKr15 | INDELC | IIDMT |  | 2030 |  | 1 | 1.69 |  | 3.7995 | 0.0149 | 2.0694 |  |  |  | 0.59763 |  |  | 0 | 0 | 0 | 0 | 0 |  | 2030 |  |  | 2
Heat driven Heat pump 80C |  | * |  | MKr15 | INDIWH | [13 empty] | 0.40237 | [11 empty] | 3
Heat driven Heat pump 80C |  | * |  | MKr15 | INDELC | IIDMT |  | 2050 |  | 1 | 1.71 |  | 3.427 | 0.0149 | 2.0488 |  |  |  | 0.59064 |  |  | 0 | 0 | 0 | 0 | 0 |  | 2050 |  |  | 4
Heat driven Heat pump 80C |  | * |  | MKr15 | INDIWH | [13 empty] | 0.40936 | [11 empty] | 5 | 1.Food, beverages and tobacco
Heat driven Heat pump 80C |  | INDIDRHELCN2 | Industrial heating technology Mining RH - Heat driven heat pump utilizing waste heat - new 2 | MKr15 | INDELC | IIDRH |  | 2020 | 2020 | 1 | 1.68 | 20 | 4.172 | 0.0149 | 2.0901 | 0.031536 | 0.5 | 1 | 0.60119 |  |  | 0 | 0 | 0 | 0 | 0 |  | 2020 |  |  | 6
Heat driven Heat pump 80C |  |  |  | MKr15 | INDIWH | [13 empty] | 0.39881 | [11 empty] | 7 | 2.Commodity production
Heat driven Heat pump 80C |  |  |  | MKr15 | INDELC | IIDRH |  | 2030 |  | 1 | 1.69 |  | 3.7995 | 0.0149 | 2.0694 |  |  |  | 0.59763 |  |  | 0 | 0 | 0 | 0 | 0 |  | 2030 |  |  | 8
Heat driven Heat pump 80C |  |  |  | MKr15 | INDIWH | [13 empty] | 0.40237 | [11 empty] | 9 | 3.Cement and non-metallic mineral (+Extraction of gravel and stone)
Heat driven Heat pump 80C |  |  |  | MKr15 | INDELC | IIDRH |  | 2050 |  | 1 | 1.71 |  | 3.427 | 0.0149 | 2.0488 |  |  |  | 0.59064 |  |  | 0 | 0 | 0 | 0 | 0 |  | 2050 |  |  | 10
Heat driven Heat pump 80C |  |  |  | MKr15 | INDIWH | [13 empty] | 0.40936 | [11 empty] | 11 | 4.Chemical industry
High Temp abs. Heat pump 150C |  | * | Industrial heating technology Mining MT - High Temp abs. Heat pump utilizing waste heat - new 3 | MKr15 | INDELC | IIDMT |  | 2020 | 2020 | 1 | 2.75 | 20 | 7.1395 | 0.0072265 | 6.7464 | 0.031536 | 0.5 | 0 | 0.36727 |  |  | 0 | 0 | 0 | 0 | 0 |  | 2020 |  |  | 12
High Temp abs. Heat pump 150C |  | * |  | MKr15 | INDIWH | [13 empty] | 0.63273 | [11 empty] | 13 | 5.Metals, machinery and electronics
High Temp abs. Heat pump 150C |  | * |  | MKr15 | INDELC | IIDMT |  | 2030 |  | 1 | 2.875 |  | 6.3823 | 0.0064815 | 6.6222 |  |  |  | 0.3513 |  |  | 0 | 0 | 0 | 0 | 0 |  | 2030 |  |  | 14
High Temp abs. Heat pump 150C |  | * |  | MKr15 | INDIWH | [13 empty] | 0.6487
High Temp abs. Heat pump 150C |  | * |  | MKr15 | INDELC | IIDMT |  | 2050 |  | 1 | 3.025 |  | 5.7365 | 0.005364 | 6.4567 |  |  |  | 0.33388 |  |  | 0 | 0 | 0 | 0 | 0 |  | 2050
High Temp abs. Heat pump 150C |  | * |  | MKr15 | INDIWH | [13 empty] | 0.66612
High Temp abs. Heat pump 150C |  | INDIDRHELCN3 | Industrial heating technology Mining RH - High Temp abs. Heat pump utilizing waste heat - new 3 | MKr15 | INDELC | IIDRH |  | 2020 | 2020 | 1 | 2.75 | 20 | 7.1395 | 0.0072265 | 6.7464 | 0.031536 | 0.5 | 1 | 0.36727 |  |  | 0 | 0 | 0 | 0 | 0 |  | 2020
High Temp abs. Heat pump 150C |  |  |  | MKr15 | INDIWH | [13 empty] | 0.63273
High Temp abs. Heat pump 150C |  |  |  | MKr15 | INDELC | IIDRH |  | 2030 |  | 1 | 2.875 |  | 6.3823 | 0.0064815 | 6.6222 |  |  |  | 0.3513 |  |  | 0 | 0 | 0 | 0 | 0 |  | 2030
High Temp abs. Heat pump 150C |  |  |  | MKr15 | INDIWH | [13 empty] | 0.6487
High Temp abs. Heat pump 150C |  |  |  | MKr15 | INDELC | IIDRH |  | 2050 |  | 1 | 3.025 |  | 5.7365 | 0.005364 | 6.4567 |  |  |  | 0.33388 |  |  | 0 | 0 | 0 | 0 | 0 |  | 2050
High Temp abs. Heat pump 150C |  |  |  | MKr15 | INDIWH | [13 empty] | 0.66612
Booster Heat pump 150C |  | * | Industrial heating technology Mining MT - Booster Heat pump utilizing waste heat - new 4 | MKr15 | INDELC | IIDMT |  | 2020 | 2020 | 1 | 1.93 | 20 | 12.1589 | 0.0149 | 7.1189 | 0.031536 | 0.5 | 0 | 0.52332 |  |  | 0 | 0 | 0 | 0 | 0 |  | 2020
Booster Heat pump 150C |  | * |  | MKr15 | INDIWH | [13 empty] | 0.47668
Booster Heat pump 150C |  | * |  | MKr15 | INDELC | IIDMT |  | 2030 |  | 1 | 1.9894 |  | 9.8571 | 0.0149 | 6.974 |  |  |  | 0.50769 |  |  | 0 | 0 | 0 | 0 | 0 |  | 2030
Booster Heat pump 150C |  | * |  | MKr15 | INDIWH | [13 empty] | 0.49231
Booster Heat pump 150C |  | * |  | MKr15 | INDELC | IIDMT |  | 2050 |  | 1 | 2.051 |  | 6.9559 | 0.0149 | 6.7878 |  |  |  | 0.49245 |  |  | 0 | 0 | 0 | 0 | 0 |  | 2050
Booster Heat pump 150C |  | * |  | MKr15 | INDIWH | [13 empty] | 0.50755
Booster Heat pump 150C |  | INDIDRHELCN4 | Industrial heating technology Mining RH - Booster Heat pump utilizing waste heat - new 4 | MKr15 | INDELC | IIDRH |  | 2020 | 2020 | 1 | 1.93 | 20 | 12.1589 | 0.0149 | 7.1189 | 0.031536 | 0.5 | 1 | 0.52332 |  |  | 0 | 0 | 0 | 0 | 0 |  | 2020
Booster Heat pump 150C |  |  |  | MKr15 | INDIWH | [13 empty] | 0.47668
Booster Heat pump 150C |  |  |  | MKr15 | INDELC | IIDRH |  | 2030 |  | 1 | 1.9894 |  | 9.8571 | 0.0149 | 6.974 |  |  |  | 0.50769 |  |  | 0 | 0 | 0 | 0 | 0 |  | 2030
Booster Heat pump 150C |  |  |  | MKr15 | INDIWH | [13 empty] | 0.49231
Booster Heat pump 150C |  |  |  | MKr15 | INDELC | IIDRH |  | 2050 |  | 1 | 2.051 |  | 6.9559 | 0.0149 | 6.7878 |  |  |  | 0.49245 |  |  | 0 | 0 | 0 | 0 | 0 |  | 2050
Booster Heat pump 150C |  |  |  | MKr15 | INDIWH | [13 empty] | 0.50755
MVR |  | * | Industrial heating technology Mining MT - MVR utilizing waste heat - new 5 | MKr15 | INDELC | IIDMT |  | 2020 | 2020 | 1 | 12.1 | 25 | 2.6075 | 0.0149 | 5.2357 | 0.031536 | 0.5 | 0 | 0.083471 |  |  | 0 | 0 | 0 | 0 | 0 |  | 2020
MVR |  | * |  | MKr15 | INDIWH | [13 empty] | 0.91653
MVR |  | * |  | MKr15 | INDELC | IIDMT |  | 2030 |  | 1 | 12.7 |  | 2.4585 | 0.0149 | 5.0701 |  |  |  | 0.079528 |  |  | 0 | 0 | 0 | 0 | 0 |  | 2030
MVR |  | * |  | MKr15 | INDIWH | [13 empty] | 0.92047
MVR |  | * |  | MKr15 | INDELC | IIDMT |  | 2050 |  | 1 | 13.8 |  | 2.3095 | 0.0149 | 4.8839 |  |  |  | 0.073188 |  |  | 0 | 0 | 0 | 0 | 0 |  | 2050
MVR |  | * |  | MKr15 | INDIWH | [13 empty] | 0.92681
Hotdisc |  | * | Industrial heating technology Mining HT - Hotdisc - new 1 | MKr15 | INDWST | IIDHT | INDIWH | 2011 | 2011 | 0.9 |  | 20 | 3.725 | 0.00298 | 2.4316 | 0.031536 | 0.5 | 0 |  | 0.4 |  | 8.3 | 56 | 0.1 | 1 | 0.29 |  | 2020
Hotdisc |  | * |  | MKr15 |  |  | INDIWH | 2030 |  | 0.91 |  |  | 3.4643 | 0.00298 | 2.473 |  |  |  |  | 0.39 |  | 8.3 | 45 | 0.1 | 1 | 0.29 |  | 2030
Hotdisc |  | * |  | MKr15 |  |  | INDIWH | 2050 |  | 0.93 |  |  | 3.3525 | 0.00298 | 2.4937 |  |  |  |  | 0.37 |  | 8.3 | 11 | 0.1 | 1 | 0.29 |  | 2050
Dielectric heating |  | * | Industrial heating technology Mining MT - Dielectric heating - new 6 | MKr15 | INDELC | IIDMT | INDIWH | 2011 | 2011 | 0.95 |  | 30 | 20.115 | 0 | 94.8282 | 0.031536 | 0.5 | 0 |  | 0.25 |  | 0 | 0 | 0 | 0 | 0 |  | 2020
Dielectric heating |  | * |  | MKr15 |  |  | INDIWH | 2030 |  | 0.95 |  |  | 19.5116 | 0 | 94.8323 |  |  |  |  | 0.25 |  | 0 | 0 | 0 | 0 | 0 |  | 2030
Dielectric heating |  | * |  | MKr15 |  |  | INDIWH | 2050 |  | 0.95 |  |  | 18.1035 | 0 | 94.8344 |  |  |  |  | 0.25 |  | 0 | 0 | 0 | 0 | 0 |  | 2050
Infrared |  | * | Industrial heating technology Mining MT - Infrared heating - new 7 | MKr15 | INDELC | IIDMT | INDIWH | 2011 | 2011 | 0.96 |  | 30 | 2.6075 | 0 | 242.2761 | 0.031536 | 0.5 | 0 |  | 0.24 |  | 0 | 0 | 0 | 0 | 0 |  | 2020
Infrared |  | * |  | MKr15 |  |  | INDIWH | 2030 |  | 0.96 |  |  | 2.533 | 0 | 242.2802 |  |  |  |  | 0.24 |  | 0 | 0 | 0 | 0 | 0 |  | 2030
Infrared |  | * |  | MKr15 |  |  | INDIWH | 2050 |  | 0.96 |  |  | 2.3468 | 0 | 242.2823 |  |  |  |  | 0.24 |  | 0 | 0 | 0 | 0 | 0 |  | 2050
Electric boiler |  | INDIDHTELCN8 | Industrial heating technology Mining HT - Electric boiler (Steam) - new 8 | MKr15 | INDELC | IIDHT | INDIWH | 2011 | 2011 | 0.99 |  | 25 | 0.596 | 0.0079715 | 1.7901 | 0.031536 | 0.5 | 0.2 |  | 0.31 |  | 0 | 0 | 0 | 0 | 0 |  | 2020
Electric boiler |  |  |  | MKr15 |  |  | INDIWH | 2030 |  | 0.99 |  |  | 0.5215 | 0.007599 | 1.8108 |  |  |  |  | 0.31 |  | 0 | 0 | 0 | 0 | 0 |  | 2030
Electric boiler |  |  |  | MKr15 |  |  | INDIWH | 2050 |  | 0.99 |  |  | 0.5215 | 0.006854 | 1.6142 |  |  |  |  | 0.31 |  | 0 | 0 | 0 | 0 | 0 |  | 2050
Electric boiler |  | INDIDMTELCN8 | Industrial heating technology Mining MT - Electric boiler (Steam) - new 8 | MKr15 | INDELC | IIDMT | INDIWH | 2011 | 2011 | 0.99 |  | 25 | 0.596 | 0.0079715 | 1.7901 | 0.031536 | 0.5 | 1 |  | 0.21 |  | 0 | 0 | 0 | 0 | 0 |  | 2020
Electric boiler |  |  |  | MKr15 |  |  | INDIWH | 2030 |  | 0.99 |  |  | 0.5215 | 0.007599 | 1.8108 |  |  |  |  | 0.21 |  | 0 | 0 | 0 | 0 | 0 |  | 2030
Electric boiler |  |  |  | MKr15 |  |  | INDIWH | 2050 |  | 0.99 |  |  | 0.5215 | 0.006854 | 1.6142 |  |  |  |  | 0.21 |  | 0 | 0 | 0 | 0 | 0 |  | 2050
Electric boiler |  | * | Industrial heating technology Mining RH - Electric boiler (Steam) - new 8 | MKr15 | INDELC | IIDRH | INDIWH | 2011 | 2011 | 0.99 |  | 25 | 0.596 | 0.0079715 | 1.7901 | 0.031536 | 0.5 | 0 |  | 0.01 |  | 0 | 0 | 0 | 0 | 0 |  | 2020
Electric boiler |  | * |  | MKr15 |  |  | INDIWH | 2030 |  | 0.99 |  |  | 0.5215 | 0.007599 | 1.8108 |  |  |  |  | 0.01 |  | 0 | 0 | 0 | 0 | 0 |  | 2030
Electric boiler |  | * |  | MKr15 |  |  | INDIWH | 2050 |  | 0.99 |  |  | 0.5215 | 0.006854 | 1.6142 |  |  |  |  | 0.01 |  | 0 | 0 | 0 | 0 | 0 |  | 2050
Electric boiler |  | INDIDMTELCN9 | Industrial heating technology Mining MT - Electric boiler (Hot Water) - new 9 | MKr15 | INDELC | IIDMT | INDIWH | 2011 | 2011 | 0.99 |  | 25 | 0.5215 | 0.0079715 | 1.7901 | 0.031536 | 0.5 | 1 |  | 0.21 |  | 0 | 0 | 0 | 0 | 0 |  | 2020
Electric boiler |  |  |  | MKr15 |  |  | INDIWH | 2030 |  | 0.99 |  |  | 0.447 | 0.007599 | 1.8108 |  |  |  |  | 0.21 |  | 0 | 0 | 0 | 0 | 0 |  | 2030
Electric boiler |  |  |  | MKr15 |  |  | INDIWH | 2050 |  | 0.99 |  |  | 0.447 | 0.006854 | 1.6142 |  |  |  |  | 0.21 |  | 0 | 0 | 0 | 0 | 0 |  | 2050
Electric boiler |  | * | Industrial heating technology Mining RH - Electric boiler (Hot Water) - new 9 | MKr15 | INDELC | IIDRH | INDIWH | 2011 | 2011 | 0.99 |  | 25 | 0.5215 | 0.0079715 | 1.7901 | 0.031536 | 0.5 | 0 |  | 0.01 |  | 0 | 0 | 0 | 0 | 0 |  | 2020
Electric boiler |  | * |  | MKr15 |  |  | INDIWH | 2030 |  | 0.99 |  |  | 0.447 | 0.007599 | 1.8108 |  |  |  |  | 0.01 |  | 0 | 0 | 0 | 0 | 0 |  | 2030
Electric boiler |  | * |  | MKr15 |  |  | INDIWH | 2050 |  | 0.99 |  |  | 0.447 | 0.006854 | 1.6142 |  |  |  |  | 0.01 |  | 0 | 0 | 0 | 0 | 0 |  | 2050
Biomass boiler |  | * | Industrial heating technology Mining HT - Wood chip boiler (Steam) - new 1 | MKr15 | INDWCH | IIDHT | INDIWH | 2011 | 2011 | 0.89 |  | 25 | 4.6055 | 0.25106 | 5.751 | 0.031536 | 0.5 | 0 |  | 0.41 |  | 11 | 63 | 11 | 3 | 10 |  | 2020
Biomass boiler |  | * |  | MKr15 |  |  | INDIWH | 2030 |  | 0.89 |  |  | 4.4023 | 0.26745 | 5.8462 |  |  |  |  | 0.41 |  | 11 | 49 | 8 | 3 | 10 |  | 2030
Biomass boiler |  | * |  | MKr15 |  |  | INDIWH | 2050 |  | 0.9 |  |  | 3.9959 | 0.25106 | 5.8938 |  |  |  |  | 0.4 |  | 11 | 41 | 4 | 1 | 10 |  | 2050
Biomass boiler |  | INDIDMTWCHN1 | Industrial heating technology Mining MT - Wood chip boiler (Steam) - new 1 | MKr15 | INDWCH | IIDMT | INDIWH | 2011 | 2011 | 0.89 |  | 25 | 4.6055 | 0.25106 | 5.751 | 0.031536 | 0.5 | 1 |  | 0.31 |  | 11 | 63 | 11 | 3 | 10 |  | 2020
Biomass boiler |  |  |  | MKr15 |  |  | INDIWH | 2030 |  | 0.89 |  |  | 4.4023 | 0.26745 | 5.8462 |  |  |  |  | 0.31 |  | 11 | 49 | 8 | 3 | 10 |  | 2030
Biomass boiler |  |  |  | MKr15 |  |  | INDIWH | 2050 |  | 0.9 |  |  | 3.9959 | 0.25106 | 5.8938 |  |  |  |  | 0.3 |  | 11 | 41 | 4 | 1 | 10 |  | 2050
Biomass boiler |  | INDIDRHWCHN1 | Industrial heating technology Mining RH - Wood chip boiler (Steam) - new 1 | MKr15 | INDWCH | IIDRH | INDIWH | 2011 | 2011 | 0.89 |  | 25 | 4.6055 | 0.25106 | 5.751 | 0.031536 | 0.5 | 1 |  | 0.11 |  | 11 | 63 | 11 | 3 | 10 |  | 2020
Biomass boiler |  |  |  | MKr15 |  |  | INDIWH | 2030 |  | 0.89 |  |  | 4.4023 | 0.26745 | 5.8462 |  |  |  |  | 0.11 |  | 11 | 49 | 8 | 3 | 10 |  | 2030
Biomass boiler |  |  |  | MKr15 |  |  | INDIWH | 2050 |  | 0.9 |  |  | 3.9959 | 0.25106 | 5.8938 |  |  |  |  | 0.1 |  | 11 | 41 | 4 | 1 | 10 |  | 2050
Biomass boiler |  | INDIDMTWCHN2 | Industrial heating technology Mining MT - Wood chip boiler (Steam - condensing) - new 2 | MKr15 | INDWCH | IIDMT | INDIWH | 2011 | 2011 | 1.1619 |  | 25 | 5.066 | 0.27565 | 5.751 | 0.031536 | 0.5 | 1 |  | 0.038104 |  | 11 | 63 | 11 | 3 | 10 |  | 2020
Biomass boiler |  |  |  | MKr15 |  |  | INDIWH | 2030 |  | 1.1619 |  |  | 4.8425 | 0.26745 | 5.8462 |  |  |  |  | 0.038104 |  | 11 | 49 | 8 | 3 | 10 |  | 2030
Biomass boiler |  |  |  | MKr15 |  |  | INDIWH | 2050 |  | 1.1619 |  |  | 4.3955 | 0.25106 | 5.8938 |  |  |  |  | 0.038104 |  | 11 | 41 | 4 | 1 | 10 |  | 2050
Biomass boiler |  | INDIDRHWCHN2 | Industrial heating technology Mining RH - Wood chip boiler (Steam - condensing) - new 2 | MKr15 | INDWCH | IIDRH | INDIWH | 2011 | 2011 | 1.1619 |  | 25 | 5.066 | 0.27565 | 5.751 | 0.031536 | 0.5 | 1 |  | 0 |  | 11 | 63 | 11 | 3 | 10 |  | 2020
Biomass boiler |  |  |  | MKr15 |  |  | INDIWH | 2030 |  | 1.1619 |  |  | 4.8425 | 0.26745 | 5.8462 |  |  |  |  | 0 |  | 11 | 49 | 8 | 3 | 10 |  | 2030
Biomass boiler |  |  |  | MKr15 |  |  | INDIWH | 2050 |  | 1.1619 |  |  | 4.3955 | 0.25106 | 5.8938 |  |  |  |  | 0 |  | 11 | 41 | 4 | 1 | 10 |  | 2050
Biomass boiler |  | INDIDMTWCHN3 | Industrial heating technology Mining MT - Wood chip boiler (Hot Water) - new 3 | MKr15 | INDWCH | IIDMT | INDIWH | 2011 | 2011 | 0.9 |  | 25 | 4.6055 | 0.25106 | 5.751 | 0.031536 | 0.5 | 1 |  | 0.3 |  | 11 | 63 | 11 | 3 | 10 |  | 2020
Biomass boiler |  |  |  | MKr15 |  |  | INDIWH | 2030 |  | 0.9 |  |  | 4.4023 | 0.26745 | 5.8462 |  |  |  |  | 0.3 |  | 11 | 49 | 8 | 3 | 10 |  | 2030
Biomass boiler |  |  |  | MKr15 |  |  | INDIWH | 2050 |  | 0.91 |  |  | 3.9959 | 0.25106 | 5.8938 |  |  |  |  | 0.29 |  | 11 | 41 | 4 | 1 | 10 |  | 2050
Biomass boiler |  | INDIDRHWCHN3 | Industrial heating technology Mining RH - Wood chip boiler (Hot Water) - new 3 | MKr15 | INDWCH | IIDRH | INDIWH | 2011 | 2011 | 0.9 |  | 25 | 4.6055 | 0.25106 | 5.751 | 0.031536 | 0.5 | 1 |  | 0.1 |  | 11 | 63 | 11 | 3 | 10 |  | 2020
Biomass boiler |  |  |  | MKr15 |  |  | INDIWH | 2030 |  | 0.9 |  |  | 4.4023 | 0.26745 | 5.8462 |  |  |  |  | 0.1 |  | 11 | 49 | 8 | 3 | 10 |  | 2030
Biomass boiler |  |  |  | MKr15 |  |  | INDIWH | 2050 |  | 0.91 |  |  | 3.9959 | 0.25106 | 5.8938 |  |  |  |  | 0.09 |  | 11 | 41 | 4 | 1 | 10 |  | 2050
Biomass boiler |  | INDIDMTWCHN4 | Industrial heating technology Mining MT - Wood chip boiler (Hot Water - condensing) - new 4 | MKr15 | INDWCH | IIDMT | INDIWH | 2011 | 2011 | 1.1619 |  | 25 | 5.066 | 0.27565 | 5.751 | 0.031536 | 0.5 | 1 |  | 0.038104 |  | 11 | 63 | 11 | 3 | 10 |  | 2020
Biomass boiler |  |  |  | MKr15 |  |  | INDIWH | 2030 |  | 1.1619 |  |  | 4.8425 | 0.26745 | 5.8462 |  |  |  |  | 0.038104 |  | 11 | 49 | 8 | 3 | 10 |  | 2030
Biomass boiler |  |  |  | MKr15 |  |  | INDIWH | 2050 |  | 1.1619 |  |  | 4.3955 | 0.25106 | 5.8938 |  |  |  |  | 0.038104 |  | 11 | 41 | 4 | 1 | 10 |  | 2050
Biomass boiler |  | INDIDRHWCHN4 | Industrial heating technology Mining RH - Wood chip boiler (Hot Water- condensing) - new 4 | MKr15 | INDWCH | IIDRH | INDIWH | 2011 | 2011 | 1.1619 |  | 25 | 5.066 | 0.27565 | 5.751 | 0.031536 | 0.5 | 1 |  | 0 |  | 11 | 63 | 11 | 3 | 10 |  | 2020
Biomass boiler |  |  |  | MKr15 |  |  | INDIWH | 2030 |  | 1.1619 |  |  | 4.8425 | 0.26745 | 5.8462 |  |  |  |  | 0 |  | 11 | 49 | 8 | 3 | 10 |  | 2030
Biomass boiler |  |  |  | MKr15 |  |  | INDIWH | 2050 |  | 1.1619 |  |  | 4.3955 | 0.25106 | 5.8938 |  |  |  |  | 0 |  | 11 | 41 | 4 | 1 | 10 |  | 2050
Direct electric heating |  | INDIDHTELCN0 | Industrial heating technology Mining HT - Direct electric heating - new 10 | MKr15 | INDELC | IIDHT | INDIWH | 2011 | 2011 | 1 |  | 12.5 | 0.447 | 0 | 0.37767 | 0.031536 | 0.5 | 0.05 |  | 0.3 |  | 0 | 0 | 0 | 0 | 0 |  | 2020
Direct electric heating |  |  |  | MKr15 |  |  | INDIWH | 2030 |  | 1 |  |  | 0.447 | 0 | 0.38802 |  |  |  |  | 0.3 |  | 0 | 0 | 0 | 0 | 0 |  | 2030
Direct electric heating |  |  |  | MKr15 |  |  | INDIWH | 2050 |  | 1 |  |  | 0.447 | 0 | 0.39319 |  |  |  |  | 0.3 |  | 0 | 0 | 0 | 0 | 0 |  | 2050
Direct electric heating |  | * | Industrial heating technology Mining MT - Direct electric heating - new 10 | MKr15 | INDELC | IIDMT | INDIWH | 2011 | 2011 | 1 |  | 12.5 | 0.447 | 0 | 0.37767 | 0.031536 | 0.5 | 0 |  | 0.2 |  | 0 | 0 | 0 | 0 | 0 |  | 2020
Direct electric heating |  | * |  | MKr15 |  |  | INDIWH | 2030 |  | 1 |  |  | 0.447 | 0 | 0.38802 |  |  |  |  | 0.2 |  | 0 | 0 | 0 | 0 | 0 |  | 2030
Direct electric heating |  | * |  | MKr15 |  |  | INDIWH | 2050 |  | 1 |  |  | 0.447 | 0 | 0.39319 |  |  |  |  | 0.2 |  | 0 | 0 | 0 | 0 | 0 |  | 2050
Oil-fired boiler_NEW |  | INDIDHTDSEN1 | Industrial heating technology Mining HT - Oil boiler (Steam) - new 1 | MKr15 | INDDSL, INDDSB1, INDDSB2, INDHFO, INDDSE | IIDHT | INDIWH | 2011 | 2011 | 0.94 |  | 25 | 0.40975 | 0.01341 | 2.0694 | 0.031536 | 0.5 | 1 |  | 0.36 |  | 0.5 | 25 | 0 | 0 | 0.1 |  | 2020
Oil-fired boiler_NEW |  |  |  | MKr15 |  |  | INDIWH | 2030 |  | 0.95 |  |  | 0.34699 | 0.012665 | 1.8625 |  |  |  |  | 0.35 |  | 0.5 | 20 | 0 | 0 | 0.1 |  | 2030
Oil-fired boiler_NEW |  |  |  | MKr15 |  |  | INDIWH | 2050 |  | 0.96 |  |  | 0.32814 | 0.011175 | 1.8625 |  |  |  |  | 0.34 |  | 0.5 | 15 | 0 | 0 | 0.1 |  | 2050
Oil-fired boiler_NEW |  | INDIDMTDSEN1 | Industrial heating technology Mining MT - Oil boiler (Steam) - new 1 | MKr15 | INDDSL, INDDSB1, INDDSB2, INDHFO, INDDSE | IIDMT | INDIWH | 2011 | 2011 | 0.94 |  | 25 | 0.40975 | 0.01341 | 2.0694 | 0.031536 | 0.5 | 1 |  | 0.26 |  | 0.5 | 25 | 0 | 0 | 0.1 |  | 2020
Oil-fired boiler_NEW |  |  |  | MKr15 |  |  | INDIWH | 2030 |  | 0.95 |  |  | 0.34699 | 0.012665 | 1.8625 |  |  |  |  | 0.25 |  | 0.5 | 20 | 0 | 0 | 0.1 |  | 2030
Oil-fired boiler_NEW |  |  |  | MKr15 |  |  | INDIWH | 2050 |  | 0.96 |  |  | 0.32814 | 0.011175 | 1.8625 |  |  |  |  | 0.24 |  | 0.5 | 15 | 0 | 0 | 0.1 |  | 2050
Oil-fired boiler_NEW |  | INDIDRHDSEN1 | Industrial heating technology Mining RH - Oil boiler (Steam) - new 1 | MKr15 | INDDSL, INDDSB1, INDDSB2, INDHFO, INDDSE | IIDRH | INDIWH | 2011 | 2011 | 0.94 |  | 25 | 0.40975 | 0.01341 | 2.0694 | 0.031536 | 0.5 | 1 |  | 0.06 |  | 0.5 | 25 | 0 | 0 | 0.1 |  | 2020
Oil-fired boiler_NEW |  |  |  | MKr15 |  |  | INDIWH | 2030 |  | 0.95 |  |  | 0.34699 | 0.012665 | 1.8625 |  |  |  |  | 0.05 |  | 0.5 | 20 | 0 | 0 | 0.1 |  | 2030
Oil-fired boiler_NEW |  |  |  | MKr15 |  |  | INDIWH | 2050 |  | 0.96 |  |  | 0.32814 | 0.011175 | 1.8625 |  |  |  |  | 0.04 |  | 0.5 | 15 | 0 | 0 | 0.1 |  | 2050
Oil-fired boiler_NEW |  | INDIDMTDSEN2 | Industrial heating technology Mining MT - Oil boiler (Steam - condensing) - new 2 | MKr15 | INDDSL, INDDSB1, INDDSB2, INDHFO, INDDSE | IIDMT | INDIWH | 2011 | 2011 | 0.95 |  | 25 | 0.3278 | 0.01341 | 2.0694 | 0.031536 | 0.5 | 1 |  | 0.25 |  | 0.5 | 25 | 0 | 0 | 0.1 |  | 2020
Oil-fired boiler_NEW |  |  |  | MKr15 |  |  | INDIWH | 2030 |  | 0.96 |  |  | 0.2776 | 0.012665 | 1.8625 |  |  |  |  | 0.24 |  | 0.5 | 20 | 0 | 0 | 0.1 |  | 2030
Oil-fired boiler_NEW |  |  |  | MKr15 |  |  | INDIWH | 2050 |  | 0.97 |  |  | 0.26251 | 0.011175 | 1.8625 |  |  |  |  | 0.23 |  | 0.5 | 15 | 0 | 0 | 0.1 |  | 2050
Oil-fired boiler_NEW |  | INDIDRHDSEN2 | Industrial heating technology Mining RH - Oil boiler (Steam - condensing) - new 2 | MKr15 | INDDSL, INDDSB1, INDDSB2, INDHFO, INDDSE | IIDRH | INDIWH | 2011 | 2011 | 0.95 |  | 25 | 0.3278 | 0.01341 | 2.0694 | 0.031536 | 0.5 | 1 |  | 0.05 |  | 0.5 | 25 | 0 | 0 | 0.1 |  | 2020
Oil-fired boiler_NEW |  |  |  | MKr15 |  |  | INDIWH | 2030 |  | 0.96 |  |  | 0.2776 | 0.012665 | 1.8625 |  |  |  |  | 0.04 |  | 0.5 | 20 | 0 | 0 | 0.1 |  | 2030
Oil-fired boiler_NEW |  |  |  | MKr15 |  |  | INDIWH | 2050 |  | 0.97 |  |  | 0.26251 | 0.011175 | 1.8625 |  |  |  |  | 0.03 |  | 0.5 | 15 | 0 | 0 | 0.1 |  | 2050
Natural gas boiler_NEW |  | INDIDHTDH2N1 | Industrial heating technology Mining HT - Gas boiler (Steam) - new 1 | MKr15 | INDNGA, INDBGA, INDSNG1, INDSNG2, INDLPG, INDSNE, INDH2 | IIDHT | INDIWH | 2011 | 2011 | 0.92 |  | 25 | 0.40636 | 0.0149 | 2.2764 | 0.031536 | 0.5 | 1 |  | 0.38 |  | 0.3 | 9 | 3 | 1 | 0.1 |  | 2020
Natural gas boiler_NEW |  |  |  | MKr15 |  |  | INDIWH | 2030 |  | 0.93 |  |  | 0.33864 | 0.014155 | 2.0694 |  |  |  |  | 0.37 |  | 0.3 | 7 | 2 | 1 | 0.1 |  | 2030
Natural gas boiler_NEW |  |  |  | MKr15 |  |  | INDIWH | 2050 |  | 0.94 |  |  | 0.33864 | 0.012665 | 2.0694 |  |  |  |  | 0.36 |  | 0.3 | 6 | 2 | 1 | 0.1 |  | 2050
Natural gas boiler_NEW |  | INDIDMTDH2N1 | Industrial heating technology Mining MT - Gas boiler (Steam) - new 1 | MKr15 | INDNGA, INDBGA, INDSNG1, INDSNG2, INDLPG, INDSNE, INDH2 | IIDMT | INDIWH | 2011 | 2011 | 0.92 |  | 25 | 0.40636 | 0.0149 | 2.2764 | 0.031536 | 0.5 | 1 |  | 0.28 |  | 0.3 | 9 | 3 | 1 | 0.1 |  | 2020
Natural gas boiler_NEW |  |  |  | MKr15 |  |  | INDIWH | 2030 |  | 0.93 |  |  | 0.33864 | 0.014155 | 2.0694 |  |  |  |  | 0.27 |  | 0.3 | 7 | 2 | 1 | 0.1 |  | 2030
Natural gas boiler_NEW |  |  |  | MKr15 |  |  | INDIWH | 2050 |  | 0.94 |  |  | 0.33864 | 0.012665 | 2.0694 |  |  |  |  | 0.26 |  | 0.3 | 6 | 2 | 1 | 0.1 |  | 2050
Natural gas boiler_NEW |  | INDIDRHDH2N1 | Industrial heating technology Mining RH - Gas boiler (Steam) - new 1 | MKr15 | INDNGA, INDBGA, INDSNG1, INDSNG2, INDLPG, INDSNE, INDH2 | IIDRH | INDIWH | 2011 | 2011 | 0.92 |  | 25 | 0.40636 | 0.0149 | 2.2764 | 0.031536 | 0.5 | 1 |  | 0.08 |  | 0.3 | 9 | 3 | 1 | 0.1 |  | 2020
Natural gas boiler_NEW |  |  |  | MKr15 |  |  | INDIWH | 2030 |  | 0.93 |  |  | 0.33864 | 0.014155 | 2.0694 |  |  |  |  | 0.07 |  | 0.3 | 7 | 2 | 1 | 0.1 |  | 2030
Natural gas boiler_NEW |  |  |  | MKr15 |  |  | INDIWH | 2050 |  | 0.94 |  |  | 0.33864 | 0.012665 | 2.0694 |  |  |  |  | 0.06 |  | 0.3 | 6 | 2 | 1 | 0.1 |  | 2050
Natural gas boiler_NEW |  | INDIDMTDH2N2 | Industrial heating technology Mining MT - Gas boiler (Steam - condensing) - new 2 | MKr15 | INDNGA, INDBGA, INDSNG1, INDSNG2, INDLPG, INDSNE, INDH2 | IIDMT | INDIWH | 2011 | 2011 | 1.01 |  | 25 | 0.447 | 0.0149 | 2.2764 | 0.031536 | 0.5 | 1 |  | 0.19 |  | 0.3 | 9 | 3 | 1 | 0.1 |  | 2020
Natural gas boiler_NEW |  |  |  | MKr15 |  |  | INDIWH | 2030 |  | 1.03 |  |  | 0.3725 | 0.014155 | 2.0694 |  |  |  |  | 0.17 |  | 0.3 | 7 | 2 | 1 | 0.1 |  | 2030
Natural gas boiler_NEW |  |  |  | MKr15 |  |  | INDIWH | 2050 |  | 1.03 |  |  | 0.3725 | 0.012665 | 2.0694 |  |  |  |  | 0.17 |  | 0.3 | 6 | 2 | 1 | 0.1 |  | 2050
Natural gas boiler_NEW |  | INDIDRHDH2N2 | Industrial heating technology Mining RH - Gas boiler (Steam - condensing) - new 2 | MKr15 | INDNGA, INDBGA, INDSNG1, INDSNG2, INDLPG, INDSNE, INDH2 | IIDRH | INDIWH | 2011 | 2011 | 1.01 |  | 25 | 0.447 | 0.0149 | 2.2764 | 0.031536 | 0.5 | 1 |  | 0 |  | 0.3 | 9 | 3 | 1 | 0.1 |  | 2020
Natural gas boiler_NEW |  |  |  | MKr15 |  |  | INDIWH | 2030 |  | 1.03 |  |  | 0.3725 | 0.014155 | 2.0694 |  |  |  |  | 0 |  | 0.3 | 7 | 2 | 1 | 0.1 |  | 2030
Natural gas boiler_NEW |  |  |  | MKr15 |  |  | INDIWH | 2050 |  | 1.03 |  |  | 0.3725 | 0.012665 | 2.0694 |  |  |  |  | 0 |  | 0.3 | 6 | 2 | 1 | 0.1 |  | 2050
Natural gas boiler_NEW |  | INDIDMTDH2N3 | Industrial heating technology Mining MT - Gas boiler (Hot Water) - new 3 | MKr15 | INDNGA, INDBGA, INDSNG1, INDSNG2, INDLPG, INDSNE, INDH2 | IIDMT | INDIWH | 2011 | 2011 | 0.93 |  | 25 | 0.32509 | 0.0149 | 2.2764 | 0.031536 | 0.5 | 1 |  | 0.27 |  | 0.3 | 9 | 3 | 1 | 0.1 |  | 2020
Natural gas boiler_NEW |  |  |  | MKr15 |  |  | INDIWH | 2030 |  | 0.94 |  |  | 0.27091 | 0.014155 | 2.0694 |  |  |  |  | 0.26 |  | 0.3 | 7 | 2 | 1 | 0.1 |  | 2030
Natural gas boiler_NEW |  |  |  | MKr15 |  |  | INDIWH | 2050 |  | 0.95 |  |  | 0.27091 | 0.012665 | 2.0694 |  |  |  |  | 0.25 |  | 0.3 | 6 | 2 | 1 | 0.1 |  | 2050
Natural gas boiler_NEW |  | INDIDRHDH2N3 | Industrial heating technology Mining RH - Gas boiler (Hot Water) - new 3 | MKr15 | INDNGA, INDBGA, INDSNG1, INDSNG2, INDLPG, INDSNE, INDH2 | IIDRH | INDIWH | 2011 | 2011 | 0.93 |  | 25 | 0.32509 | 0.0149 | 2.2764 | 0.031536 | 0.5 | 1 |  | 0.07 |  | 0.3 | 9 | 3 | 1 | 0.1 |  | 2020
Natural gas boiler_NEW |  |  |  | MKr15 |  |  | INDIWH | 2030 |  | 0.94 |  |  | 0.27091 | 0.014155 | 2.0694 |  |  |  |  | 0.06 |  | 0.3 | 7 | 2 | 1 | 0.1 |  | 2030
Natural gas boiler_NEW |  |  |  | MKr15 |  |  | INDIWH | 2050 |  | 0.95 |  |  | 0.27091 | 0.012665 | 2.0694 |  |  |  |  | 0.05 |  | 0.3 | 6 | 2 | 1 | 0.1 |  | 2050
Natural gas boiler_NEW |  | INDIDMTDH2N4 | Industrial heating technology Mining MT - Gas boiler (Hot Water - condensing) - new 4 | MKr15 | INDNGA, INDBGA, INDSNG1, INDSNG2, INDLPG, INDSNE, INDH2 | IIDMT | INDIWH | 2011 | 2011 | 1.01 |  | 25 | 0.3576 | 0.0149 | 2.2764 | 0.031536 | 0.5 | 1 |  | 0.19 |  | 0.3 | 9 | 3 | 1 | 0.1 |  | 2020
Natural gas boiler_NEW |  |  |  | MKr15 |  |  | INDIWH | 2030 |  | 1.03 |  |  | 0.298 | 0.014155 | 2.0694 |  |  |  |  | 0.17 |  | 0.3 | 7 | 2 | 1 | 0.1 |  | 2030
Natural gas boiler_NEW |  |  |  | MKr15 |  |  | INDIWH | 2050 |  | 1.03 |  |  | 0.298 | 0.012665 | 2.0694 |  |  |  |  | 0.17 |  | 0.3 | 6 | 2 | 1 | 0.1 |  | 2050
Natural gas boiler_NEW |  | INDIDRHDH2N4 | Industrial heating technology Mining RH - Gas boiler (Hot Water- condensing) - new 4 | MKr15 | INDNGA, INDBGA, INDSNG1, INDSNG2, INDLPG, INDSNE, INDH2 | IIDRH | INDIWH | 2011 | 2011 | 1.01 |  | 25 | 0.3576 | 0.0149 | 2.2764 | 0.031536 | 0.5 | 1 |  | 0 |  | 0.3 | 9 | 3 | 1 | 0.1 |  | 2020
Natural gas boiler_NEW |  |  |  | MKr15 |  |  | INDIWH | 2030 |  | 1.03 |  |  | 0.298 | 0.014155 | 2.0694 |  |  |  |  | 0 |  | 0.3 | 7 | 2 | 1 | 0.1 |  | 2030
Natural gas boiler_NEW |  |  |  | MKr15 |  |  | INDIWH | 2050 |  | 1.03 |  |  | 0.298 | 0.012665 | 2.0694 |  |  |  |  | 0 |  | 0.3 | 6 | 2 | 1 | 0.1 |  | 2050
Natural gas boiler_NEW |  | INDIDHTDH2N5 | Industrial heating technology Mining HT - Gas boiler (Direct firing) - new 5 | MKr15 | INDNGA, INDBGA, INDSNG1, INDSNG2, INDLPG, INDSNE, INDH2 | IIDHT | INDIWH | 2011 | 2011 | 1 |  | 15 | 0.11175 | 0.0013545 | 0.58462 | 0.031536 | 0.5 | 1 |  | 0.3 |  | 0.3 | 9 | 3 | 1 | 0.1 |  | 2020
Natural gas boiler_NEW |  |  |  | MKr15 |  |  | INDIWH | 2030 |  | 1 |  |  | 0.11175 | 0.0013207 | 0.57427 |  |  |  |  | 0.3 |  | 0.3 | 7 | 2 | 1 | 0.1 |  | 2030
Natural gas boiler_NEW |  |  |  | MKr15 |  |  | INDIWH | 2050 |  | 1 |  |  | 0.11175 | 0.0011514 | 0.57944 |  |  |  |  | 0.3 |  | 0.3 | 6 | 2 | 1 | 0.1 |  | 2050
Natural gas boiler_NEW |  | INDIDMTDH2N5 | Industrial heating technology Mining MT - Gas boiler (Direct firing) - new 5 | MKr15 | INDNGA, INDBGA, INDSNG1, INDSNG2, INDLPG, INDSNE, INDH2 | IIDMT | INDIWH | 2011 | 2011 | 1 |  | 25 | 0.11175 | 0.0013545 | 0.58462 | 0.031536 | 0.5 | 1 |  | 0.2 |  | 0.3 | 9 | 3 | 1 | 0.1 |  | 2020
Natural gas boiler_NEW |  |  |  | MKr15 |  |  | INDIWH | 2030 |  | 1 |  |  | 0.11175 | 0.0013207 | 0.57427 |  |  |  |  | 0.2 |  | 0.3 | 7 | 2 | 1 | 0.1 |  | 2030
Natural gas boiler_NEW |  |  |  | MKr15 |  |  | INDIWH | 2050 |  | 1 |  |  | 0.11175 | 0.0011514 | 0.57944 |  |  |  |  | 0.2 |  | 0.3 | 6 | 2 | 1 | 0.1 |  | 2050
Coal boiler |  | INDIDHTCOAN1 | Industrial heating technology Mining HT - Coal boiler (Steam) - new 1 | MKr15 | INDCOA | IIDHT | INDIWH | 2011 | 2011 | 0.89 |  | 25 | 3.725 | 0.25106 | 3.9382 | 0.031536 | 0.5 | 1 |  | 0.41 |  | 8 | 35 | 1.5 | 0.8 | 2.1 |  | 2020
Coal boiler |  |  |  | MKr15 |  |  | INDIWH | 2030 |  | 0.89 |  |  | 3.4699 | 0.24287 | 3.9837 |  |  |  |  | 0.41 |  | 8 | 35 | 1.5 | 0.8 | 2.1 |  | 2030
Coal boiler |  |  |  | MKr15 |  |  | INDIWH | 2050 |  | 0.91 |  |  | 3.2814 | 0.22797 | 4.0064 |  |  |  |  | 0.39 |  | 8 | 35 | 1.5 | 0.8 | 2.1 |  | 2050
Coal boiler |  | INDIDMTCOAN1 | Industrial heating technology Mining MT - Coal boiler (Steam) - new 1 | MKr15 | INDCOA | IIDMT | INDIWH | 2011 | 2011 | 0.89 |  | 25 | 3.725 | 0.25106 | 3.9382 | 0.031536 | 0.5 | 1 |  | 0.31 |  | 8 | 35 | 1.5 | 0.8 | 2.1 |  | 2020
Coal boiler |  |  |  | MKr15 |  |  | INDIWH | 2030 |  | 0.89 |  |  | 3.4699 | 0.24287 | 3.9837 |  |  |  |  | 0.31 |  | 8 | 35 | 1.5 | 0.8 | 2.1 |  | 2030
Coal boiler |  |  |  | MKr15 |  |  | INDIWH | 2050 |  | 0.91 |  |  | 3.2814 | 0.22797 | 4.0064 |  |  |  |  | 0.29 |  | 8 | 35 | 1.5 | 0.8 | 2.1 |  | 2050
Coal boiler |  | INDIDRHCOAN1 | Industrial heating technology Mining RH - Coal boiler (Steam) - new 1 | MKr15 | INDCOA | IIDRH | INDIWH | 2011 | 2011 | 0.89 |  | 25 | 3.725 | 0.25106 | 3.9382 | 0.031536 | 0.5 | 1 |  | 0.11 |  | 8 | 35 | 1.5 | 0.8 | 2.1 |  | 2020
Coal boiler |  |  |  | MKr15 |  |  | INDIWH | 2030 |  | 0.89 |  |  | 3.4699 | 0.24287 | 3.9837 |  |  |  |  | 0.11 |  | 8 | 35 | 1.5 | 0.8 | 2.1 |  | 2030
Coal boiler |  |  |  | MKr15 |  |  | INDIWH | 2050 |  | 0.91 |  |  | 3.2814 | 0.22797 | 4.0064 |  |  |  |  | 0.09 |  | 8 | 35 | 1.5 | 0.8 | 2.1 |  | 2050
Coal boiler |  | INDIDMTCOAN2 | Industrial heating technology Mining MT - Coal boiler (Hot Water) - new 2 | MKr15 | INDCOA | IIDMT | INDIWH | 2011 | 2011 | 0.89 |  | 25 | 3.725 | 0.25106 | 3.9382 | 0.031536 | 0.5 | 1 |  | 0.31 |  | 8 | 35 | 1.5 | 0.8 | 2.1 |  | 2020
Coal boiler |  |  |  | MKr15 |  |  | INDIWH | 2030 |  | 0.89 |  |  | 3.725 | 0.24287 | 3.9837 |  |  |  |  | 0.31 | [7 empty] | 2030
Coal boiler |  |  |  | MKr15 |  |  | INDIWH | 2050 |  | 0.91 |  |  | 3.725 | 0.22797 | 4.0064 |  |  |  |  | 0.29 | [7 empty] | 2050
Coal boiler |  | INDIDRHCOAN2 | Industrial heating technology Mining RH - Coal boiler (Hot Water) - new 2 | MKr15 | INDCOA | IIDRH | INDIWH | 2011 | 2011 | 0.89 |  | 25 | 3.725 | 0.25106 | 3.9382 | 0.031536 | 0.5 | 1 |  | 0.11 |  | 8 | 35 | 1.5 | 0.8 | 2.1 |  | 2020
Coal boiler |  |  |  | MKr15 |  |  | INDIWH | 2030 |  | 0.89 |  |  | 3.725 | 0.24287 | 3.9837 |  |  |  |  | 0.11 | [7 empty] | 2030
Coal boiler |  |  |  | MKr15 |  |  | INDIWH | 2050 |  | 0.91 |  |  | 3.725 | 0.22797 | 4.0064 |  |  |  |  | 0.09 | [7 empty] | 2050
Solar heating |  | INDIDRHSOLN1 | Industrial heating technology Mining RH - Solar - new 1 | MKr15 | INDSOL | IIDRH |  | 2011 | 2011 | 1 |  | 25 | 4.2857 | 0.02066 | 0 | 0.031536 | 0.09 | 1 |  |  |  | 0 | 0 | 0 | 0 | 0 |  | 2020
Solar heating |  |  |  | MKr15 |  |  |  | 2030 |  | 1 |  | 30 | 3.9286 | 0.023281 | 0 | [12 empty] | 2030
Solar heating |  |  |  | MKr15 |  |  |  | 2050 |  | 1 |  | 30 | 3.5714 | 0.021499 | 0 | [12 empty] | 2050
|  | * Heat Exchangers |  | MKr15
|  | * | Industrial heating technology Mining RH - central district heating - within DH area - new 1 | MKr15 | INDHCE | IIDRH |  | 2011 | 2011 | 0.96 |  | 30 | 1.17 | 0.058736 | 1.9463 | 0.031536 | 0.5
|  | * | Industrial heating technology Mining RH - decentral district heating - within DH area - new 1 | MKr15 | INDHDE | IIDRH |  | 2011 | 2011 | 0.96 |  | 30 | 1.25 | 0.058736 | 1.9463 | 0.031536 | 0.5
|  | * Electric appliances |  | MKr15
|  | INDIDLAELCN1 | Industry Mining LA Electricity Light Appliance - New 1 | MKr15 | INDELC | IIDLA |  | 2011 | 2011 | 1 |  | 10 |  |  |  |  | 0.9
|  |  |  | MKr15 |  |  |  | 2020
|  |  |  | MKr15 |  |  |  | 2030
|  |  |  | MKr15 |  |  |  | 2050
|  | INDIDEMELCN1 | Industry Mining EM Electricity Motors - New 1 | MKr15 | INDELC | IIDEM |  | 2011 | 2011 | 1 |  | 10 |  |  |  |  | 0.9
|  |  |  | MKr15 |  |  |  | 2020
|  |  |  | MKr15 |  |  |  | 2030
|  |  |  | MKr15 |  |  |  | 2050
|  | INDIDTFDSLN1 | Industry Mining TF Tractors, Trucks, Fishing boats - New 1 | MKr15 | INDDSL, INDDSB1, INDDSB2, INDHFO, INDDSE | IIDTF |  | 2011 | 2011 | 1 |  | 10 |  |  |  |  | 0.9
|  |  |  | MKr15 |  |  |  | 2020
|  |  |  | MKr15 |  |  |  | 2030
|  |  |  | MKr15 |  |  |  | 2050
|  | INDIDFLDH2N1 | Industry Mining TF Forklifts - New 1 | MKr15 | INDNGA, INDBGA, INDSNG1, INDSNG2, INDLPG, INDSNE, INDH2 | IIDFL |  | 2011 | 2011 | 1 |  | 10 |  |  |  |  | 0.9
|  |  |  | MKr15 |  |  |  | 2020
|  |  |  | MKr15 |  |  |  | 2030
|  |  |  | MKr15 |  |  |  | 2050
~FI_Process
| Sets | TechName | TechDesc | Tact | Tcap | Tslvl | PrimaryCG | Vintage
| *Process Set Membership | Technology Name | Technology Description | Activity Unit | Capacity Unit | TimeSlice level of Process Activity | Primary Commodity Group | Vintage Tracking
| * | * | Industrial heating technology Mining MT - Heat pump utilizing waste heat - new 1 | PJ | MW | DAYNITE |  | yes
| DMD | INDIDRHELCN1 | Industrial heating technology Mining RH - Heat pump utilizing waste heat - new 1 | PJ | MW | DAYNITE |  | yes
| * | * | Industrial heating technology Mining MT - Heat pump utilizing waste heat - new 1 | PJ | MW | DAYNITE |  | yes
| DMD | INDIDRHELCN2 | Industrial heating technology Mining RH - Heat driven heat pump utilizing waste heat - new 2 | PJ | MW | DAYNITE |  | yes
| * | * | Industrial heating technology Mining MT - Heat pump utilizing waste heat - new 1 | PJ | MW | DAYNITE |  | yes
| DMD | INDIDRHELCN3 | Industrial heating technology Mining RH - High Temp abs. Heat pump utilizing waste heat - new 3 | PJ | MW | DAYNITE |  | yes
| * | * | Industrial heating technology Mining MT - Heat pump utilizing waste heat - new 1 | PJ | MW | DAYNITE |  | yes
| DMD | INDIDRHELCN4 | Industrial heating technology Mining RH - Booster Heat pump utilizing waste heat - new 4 | PJ | MW | DAYNITE |  | yes
| * | * | Industrial heating technology Mining MT - Heat pump utilizing waste heat - new 1 | PJ | MW |  |  | yes
| * | * | Industrial heating technology Mining MT - Heat pump utilizing waste heat - new 1 | PJ | MW | DAYNITE |  | yes
| * | * | Industrial heating technology Mining MT - Heat pump utilizing waste heat - new 1 | PJ | MW | DAYNITE |  | yes
| * | * | Industrial heating technology Mining MT - Heat pump utilizing waste heat - new 1 | PJ | MW | DAYNITE |  | yes
| DMD | INDIDHTELCN8 | Industrial heating technology Mining HT - Electric boiler (Steam) - new 8 | PJ | MW | DAYNITE |  | yes
| DMD | INDIDMTELCN8 | Industrial heating technology Mining MT - Electric boiler (Steam) - new 8 | PJ | MW | DAYNITE |  | yes
| * | * | Industrial heating technology Mining MT - Heat pump utilizing waste heat - new 1 | PJ | MW | DAYNITE |  | yes
| DMD | INDIDMTELCN9 | Industrial heating technology Mining MT - Electric boiler (Hot Water) - new 9 | PJ | MW | DAYNITE |  | yes
| * | * | Industrial heating technology Mining MT - Heat pump utilizing waste heat - new 1 | PJ | MW | DAYNITE |  | yes
| * | * | Industrial heating technology Mining MT - Heat pump utilizing waste heat - new 1 | PJ | MW |  |  | yes
| DMD | INDIDMTWCHN1 | Industrial heating technology Mining MT - Wood chip boiler (Steam) - new 1 | PJ | MW |  |  | yes
| DMD | INDIDRHWCHN1 | Industrial heating technology Mining RH - Wood chip boiler (Steam) - new 1 | PJ | MW |  |  | yes
| DMD | INDIDMTWCHN2 | Industrial heating technology Mining MT - Wood chip boiler (Steam - condensing) - new 2 | PJ | MW |  |  | yes
| DMD | INDIDRHWCHN2 | Industrial heating technology Mining RH - Wood chip boiler (Steam - condensing) - new 2 | PJ | MW |  |  | yes
| DMD | INDIDMTWCHN3 | Industrial heating technology Mining MT - Wood chip boiler (Hot Water) - new 3 | PJ | MW |  |  | yes
| DMD | INDIDRHWCHN3 | Industrial heating technology Mining RH - Wood chip boiler (Hot Water) - new 3 | PJ | MW |  |  | yes
| DMD | INDIDMTWCHN4 | Industrial heating technology Mining MT - Wood chip boiler (Hot Water - condensing) - new 4 | PJ | MW |  |  | yes
| DMD | INDIDRHWCHN4 | Industrial heating technology Mining RH - Wood chip boiler (Hot Water- condensing) - new 4 | PJ | MW |  |  | yes
| DMD | INDIDHTELCN0 | Industrial heating technology Mining HT - Direct electric heating - new 10 | PJ | MW | DAYNITE |  | yes
| * | * | Industrial heating technology Mining MT - Heat pump utilizing waste heat - new 1 | PJ | MW | DAYNITE |  | yes
| DMD | INDIDHTDSEN1 | Industrial heating technology Mining HT - Oil boiler (Steam) - new 1 | PJ | MW |  |  | yes
| DMD | INDIDMTDSEN1 | Industrial heating technology Mining MT - Oil boiler (Steam) - new 1 | PJ | MW |  |  | yes
| DMD | INDIDRHDSEN1 | Industrial heating technology Mining RH - Oil boiler (Steam) - new 1 | PJ | MW |  |  | yes
| DMD | INDIDMTDSEN2 | Industrial heating technology Mining MT - Oil boiler (Steam - condensing) - new 2 | PJ | MW |  |  | yes
| DMD | INDIDRHDSEN2 | Industrial heating technology Mining RH - Oil boiler (Steam - condensing) - new 2 | PJ | MW |  |  | yes
| DMD | INDIDHTDH2N1 | Industrial heating technology Mining HT - Gas boiler (Steam) - new 1 | PJ | MW |  |  | yes
| DMD | INDIDMTDH2N1 | Industrial heating technology Mining MT - Gas boiler (Steam) - new 1 | PJ | MW |  |  | yes
| DMD | INDIDRHDH2N1 | Industrial heating technology Mining RH - Gas boiler (Steam) - new 1 | PJ | MW |  |  | yes
| DMD | INDIDMTDH2N2 | Industrial heating technology Mining MT - Gas boiler (Steam - condensing) - new 2 | PJ | MW |  |  | yes
| DMD | INDIDRHDH2N2 | Industrial heating technology Mining RH - Gas boiler (Steam - condensing) - new 2 | PJ | MW |  |  | yes
| DMD | INDIDMTDH2N3 | Industrial heating technology Mining MT - Gas boiler (Hot Water) - new 3 | PJ | MW |  |  | yes
| DMD | INDIDRHDH2N3 | Industrial heating technology Mining RH - Gas boiler (Hot Water) - new 3 | PJ | MW |  |  | yes
| DMD | INDIDMTDH2N4 | Industrial heating technology Mining MT - Gas boiler (Hot Water - condensing) - new 4 | PJ | MW |  |  | yes
| DMD | INDIDRHDH2N4 | Industrial heating technology Mining RH - Gas boiler (Hot Water- condensing) - new 4 | PJ | MW |  |  | yes
| DMD | INDIDHTDH2N5 | Industrial heating technology Mining HT - Gas boiler (Direct firing) - new 5 | PJ | MW |  |  | yes
| DMD | INDIDMTDH2N5 | Industrial heating technology Mining MT - Gas boiler (Direct firing) - new 5 | PJ | MW |  |  | yes
| DMD | INDIDHTCOAN1 | Industrial heating technology Mining HT - Coal boiler (Steam) - new 1 | PJ | MW |  |  | yes
| DMD | INDIDMTCOAN1 | Industrial heating technology Mining MT - Coal boiler (Steam) - new 1 | PJ | MW |  |  | yes
| DMD | INDIDRHCOAN1 | Industrial heating technology Mining RH - Coal boiler (Steam) - new 1 | PJ | MW |  |  | yes
| DMD | INDIDMTCOAN2 | Industrial heating technology Mining MT - Coal boiler (Hot Water) - new 2 | PJ | MW |  |  | yes
| DMD | INDIDRHCOAN2 | Industrial heating technology Mining RH - Coal boiler (Hot Water) - new 2 | PJ | MW |  |  | yes
| DMD | INDIDRHSOLN1 | Industrial heating technology Mining RH - Solar - new 1 | PJ | MW | DAYNITE |  | yes
| * | * | Industrial heating technology Mining MT - Heat pump utilizing waste heat - new 1 | PJ | MW | DAYNITE |  | yes
| * | * | Industrial heating technology Mining MT - Heat pump utilizing waste heat - new 1 | PJ | MW | DAYNITE |  | yes
| DMD | INDIDLAELCN1 | Industry Mining LA Electricity Light Appliance - New 1 | PJ | MW | DAYNITE |  | yes
| DMD | INDIDEMELCN1 | Industry Mining EM Electricity Motors - New 1 | PJ | MW | DAYNITE |  | yes
| DMD | INDIDTFDSLN1 | Industry Mining TF Tractors, Trucks, Fishing boats - New 1 | PJ | MW |  |  | yes
| DMD | INDIDFLDH2N1 | Industry Mining TF Forklifts - New 1 | PJ | MW |  |  | yes
~FI_Comm
CSet | Region | CommName | CommDesc | Unit | LimType | CTSLvl | PeakTS | Ctype
*Commodity Set Membership | Region Name | Commodity Name | Commodity Description | Unit | Sense of the Balance EQN. | Timeslice Level | Peak Monitoring | Electricity Indicator
ENV |  | IMDSOx | Industrial heating heating technology Mining - SOx emission | g/GJ
|  | IMDNOx | Industrial heating heating technology Mining - NOx emission | g/GJ
|  | IMDCH4 | Industrial heating heating technology Mining - CH4 emission | g/GJ
|  | IMDNO2 | Industrial heating heating technology Mining - NO2 emission | g/GJ
|  | IMDPM | Industrial heating heating technology Mining - Particle emission | g/GJ
NRG |  | INDIWH | Industrial heating technology Mining - Waste heat | PJ |  | DAYNITE
Note on E1: Andreas Helk ¦ Viegand Maagøe: Input for each sheet - Choose between the categories from the ENS catalogue. Used for looking up potentials
Note on S1: Andreas Helk ¦ Viegand Maagøe: Column number for looking up the right FLO_MARK (direct or indirect technologies)
Note on U1: Andreas Helk ¦ Viegand Maagøe: Base input for calculating waste heat in industry. Factor that estimates how much waste heat is generated within HT, MT and RH due to the processes involved and not the technology i.e. drying processes, evaporation, distilling etc. Should be sector-specific depending on the processes within each sector.
Note on E2: Andreas Helk ¦ Viegand Maagøe: Write a sector name for TechDesc and Comm-OUT
Note on G6: Andreas Helk ¦ Viegand Maagøe: Heat pumps are set to use both electricity and waste heat within industries.
Note on I6: Andreas Helk ¦ Viegand Maagøe: Boilers are also set to give out waste heat
Note on M6: Andreas Helk ¦ Viegand Maagøe: For heat pumps the COP value is loaded here for calculating the input shares. (* means that TIMES does not read the column)
Note on S6: Andreas Helk ¦ Viegand Maagøe: Consider looking into updating these
Note on X6: Maurizio Gargiulo: It is not possible to use the parameter like in here because we have more than one COMM-OUT. If you try to join the two tables you will get an error. We should move these information in a scenario file
Note on M9: Andreas Helk ¦ Viegand Maagøe: Heat pump COP is written in this column since they are not using air as heat source, but using the waste heat within the industry.
Note on T33: Andreas Helk ¦ Viegand Maagøe: Assumed that the traditional heat pumps are prioritized first, so the Abs. heat pump potential is what is left.
Note on T45: Andreas Helk ¦ Viegand Maagøe: Assumed that the traditional heat pumps are prioritized first, so the Booster heat pump potential is what is left.
Note on T183: Andreas Helk ¦ Viegand Maagøe: Not a part of the technology catalogue - manual input
Note on O187: Stefan Petrovic: =L6*0.95 was previously

## IND_IronSteel_new
|  | Sector name: | 3.Cement and non-metallic mineral (+Extraction of gravel and stone) | [13 empty] | Direct | Indirect | WH Base input: | HT | 0.3
|  |  | Iron & Steel | [13 empty] | 15 | 15 |  | MT | 0.2
[20 empty] | RH | 0
~FI_T
Sheet names (for lookups) |  | TechName | *TechDesc | CURR | Comm-IN | Comm-OUT | Comm-OUT-A | YEAR | START | EFF | *COP | LIFE | INVCOST | FIXOM | VAROM | CAP2ACT | AFA | FLO_MARK | Share-I~UP | VDA_FLOP |  | FEMIS~IIDSOx | FEMIS~IIDNOx | FEMIS~IIDCH4 | FEMIS~IIDNO2 | FEMIS~IIDPM | * Source | Lookup year | Input~ELCC | EFF heat pumps moved to Trans file
*PlantName
|  | * | [10 empty] | Mkr/MW | Mkr/MW/year | Mkr/PJ | Factor | Factor |  |  |  |  | g/GJ | g/GJ | g/GJ | g/GJ | g/GJ
Trad. Heat pump 80C |  | * | Industrial heating technology Iron & Steel MT - Heat pump utilizing waste heat - new 1 | MKr15 | INDELC | ISDMT |  | 2020 | 2020 | 1 | 4.4755 | 20 | 5.4385 | 0.0149 | 6.7464 | 0.031536 | 0.5 | 0 | 0.22567 |  |  | 0 | 0 | 0 | 0 | 0 |  | 2020
Trad. Heat pump 80C |  | * |  | MKr15 | INDSWH | [13 empty] | 0.77433
Trad. Heat pump 80C |  | * |  | MKr15 | INDELC | ISDMT |  | 2030 |  | 1 | 4.5793 |  | 4.8425 | 0.0149 | 6.6222 |  |  |  | 0.22056 |  |  | 0 | 0 | 0 | 0 | 0 |  | 2030
Trad. Heat pump 80C |  | * |  | MKr15 | INDSWH | [13 empty] | 0.77944 | [11 empty] | Sector | Iron & Steel
Trad. Heat pump 80C |  | * |  | MKr15 | INDELC | ISDMT |  | 2050 |  | 1 | 4.7191 |  | 4.321 | 0.0149 | 6.4567 |  |  |  | 0.21402 |  |  | 0 | 0 | 0 | 0 | 0 |  | 2050 |  |  | ISDHT | Iron & Steel Demand Heat High Temp. over 150C | ISDMT | Iron & Steel Demand Heat Medium Temp. up to 150C
Trad. Heat pump 80C |  | * |  | MKr15 | INDSWH | [13 empty] | 0.78598 | [11 empty] | ISDMT | Iron & Steel Demand Heat Medium Temp. up to 150C | ISDHT | Iron & Steel Demand Heat High Temp. over 150C
Trad. Heat pump 80C |  | INDSDRHELCN1 | Industrial heating technology Iron & Steel RH - Heat pump utilizing waste heat - new 1 | MKr15 | INDELC | ISDRH |  | 2020 | 2020 | 1 | 4.4755 | 20 | 5.4385 | 0.0149 | 6.7464 | 0.031536 | 0.5 | 1 | 0.22567 |  |  | 0 | 0 | 0 | 0 | 0 |  | 2020 |  |  | ISDRH | Iron & Steel Demand Heat Room Heat | ISDRH | Iron & Steel Demand Heat Room Heat
Trad. Heat pump 80C |  |  |  | MKr15 | INDSWH | [13 empty] | 0.77433 | [11 empty] | ISDLA | Iron & Steel Demand Light | ISDLA | Iron & Steel Demand Light
Trad. Heat pump 80C |  |  |  | MKr15 | INDELC | ISDRH |  | 2030 |  | 1 | 4.5793 |  | 4.8425 | 0.0149 | 6.6222 |  |  |  | 0.22056 |  |  | 0 | 0 | 0 | 0 | 0 |  | 2030 |  |  | ISDEM | Iron & Steel Demand Electric Motors | ISDEM | Iron & Steel Demand Electric Motors
Trad. Heat pump 80C |  |  |  | MKr15 | INDSWH | [13 empty] | 0.77944 | [11 empty] | ISDTF | Iron & Steel Demand Haulage Tractors, Trucks, Fishing boats, Forest machines | ISDTF | Iron & Steel Demand Haulage Tractors, Trucks, Fishing boats, Forest machines
Trad. Heat pump 80C |  |  |  | MKr15 | INDELC | ISDRH |  | 2050 |  | 1 | 4.7191 |  | 4.321 | 0.0149 | 6.4567 |  |  |  | 0.21402 |  |  | 0 | 0 | 0 | 0 | 0 |  | 2050 |  |  | ISDFL | Iron & Steel Demand Haulage Forklifts | ISDFL | Iron & Steel Demand Haulage Forklifts
Trad. Heat pump 80C |  |  |  | MKr15 | INDSWH | [13 empty] | 0.78598 | [11 empty] | INDSWH | Iron & Steel Industrial Waste Heat
Heat driven Heat pump 80C |  | * | Industrial heating technology Iron & Steel MT - Heat driven heat pump utilizing waste heat - new 2 | MKr15 | INDELC | ISDMT |  | 2020 | 2020 | 1 | 1.68 | 20 | 4.172 | 0.0149 | 2.0901 | 0.031536 | 0.5 | 0 | 0.60119 |  |  | 0 | 0 | 0 | 0 | 0 |  | 2020
Heat driven Heat pump 80C |  | * |  | MKr15 | INDSWH | [13 empty] | 0.39881 | [11 empty] | 1
Heat driven Heat pump 80C |  | * |  | MKr15 | INDELC | ISDMT |  | 2030 |  | 1 | 1.69 |  | 3.7995 | 0.0149 | 2.0694 |  |  |  | 0.59763 |  |  | 0 | 0 | 0 | 0 | 0 |  | 2030 |  |  | 2
Heat driven Heat pump 80C |  | * |  | MKr15 | INDSWH | [13 empty] | 0.40237 | [11 empty] | 3
Heat driven Heat pump 80C |  | * |  | MKr15 | INDELC | ISDMT |  | 2050 |  | 1 | 1.71 |  | 3.427 | 0.0149 | 2.0488 |  |  |  | 0.59064 |  |  | 0 | 0 | 0 | 0 | 0 |  | 2050 |  |  | 4
Heat driven Heat pump 80C |  | * |  | MKr15 | INDSWH | [13 empty] | 0.40936 | [11 empty] | 5 | 1.Food, beverages and tobacco
Heat driven Heat pump 80C |  | INDSDRHELCN2 | Industrial heating technology Iron & Steel RH - Heat driven heat pump utilizing waste heat - new 2 | MKr15 | INDELC | ISDRH |  | 2020 | 2020 | 1 | 1.68 | 20 | 4.172 | 0.0149 | 2.0901 | 0.031536 | 0.5 | 1 | 0.60119 |  |  | 0 | 0 | 0 | 0 | 0 |  | 2020 |  |  | 6
Heat driven Heat pump 80C |  |  |  | MKr15 | INDSWH | [13 empty] | 0.39881 | [11 empty] | 7 | 2.Commodity production
Heat driven Heat pump 80C |  |  |  | MKr15 | INDELC | ISDRH |  | 2030 |  | 1 | 1.69 |  | 3.7995 | 0.0149 | 2.0694 |  |  |  | 0.59763 |  |  | 0 | 0 | 0 | 0 | 0 |  | 2030 |  |  | 8
Heat driven Heat pump 80C |  |  |  | MKr15 | INDSWH | [13 empty] | 0.40237 | [11 empty] | 9 | 3.Cement and non-metallic mineral (+Extraction of gravel and stone)
Heat driven Heat pump 80C |  |  |  | MKr15 | INDELC | ISDRH |  | 2050 |  | 1 | 1.71 |  | 3.427 | 0.0149 | 2.0488 |  |  |  | 0.59064 |  |  | 0 | 0 | 0 | 0 | 0 |  | 2050 |  |  | 10
Heat driven Heat pump 80C |  |  |  | MKr15 | INDSWH | [13 empty] | 0.40936 | [11 empty] | 11 | 4.Chemical industry
High Temp abs. Heat pump 150C |  | * | Industrial heating technology Iron & Steel MT - High Temp abs. Heat pump utilizing waste heat - new 3 | MKr15 | INDELC | ISDMT |  | 2020 | 2020 | 1 | 2.75 | 20 | 7.1395 | 0.0072265 | 6.7464 | 0.031536 | 0.5 | 0 | 0.36727 |  |  | 0 | 0 | 0 | 0 | 0 |  | 2020 |  |  | 12
High Temp abs. Heat pump 150C |  | * |  | MKr15 | INDSWH | [13 empty] | 0.63273 | [11 empty] | 13 | 5.Metals, machinery and electronics
High Temp abs. Heat pump 150C |  | * |  | MKr15 | INDELC | ISDMT |  | 2030 |  | 1 | 2.875 |  | 6.3823 | 0.0064815 | 6.6222 |  |  |  | 0.3513 |  |  | 0 | 0 | 0 | 0 | 0 |  | 2030 |  |  | 14
High Temp abs. Heat pump 150C |  | * |  | MKr15 | INDSWH | [13 empty] | 0.6487
High Temp abs. Heat pump 150C |  | * |  | MKr15 | INDELC | ISDMT |  | 2050 |  | 1 | 3.025 |  | 5.7365 | 0.005364 | 6.4567 |  |  |  | 0.33388 |  |  | 0 | 0 | 0 | 0 | 0 |  | 2050
High Temp abs. Heat pump 150C |  | * |  | MKr15 | INDSWH | [13 empty] | 0.66612
High Temp abs. Heat pump 150C |  | INDSDRHELCN3 | Industrial heating technology Iron & Steel RH - High Temp abs. Heat pump utilizing waste heat - new 3 | MKr15 | INDELC | ISDRH |  | 2020 | 2020 | 1 | 2.75 | 20 | 7.1395 | 0.0072265 | 6.7464 | 0.031536 | 0.5 | 1 | 0.36727 |  |  | 0 | 0 | 0 | 0 | 0 |  | 2020
High Temp abs. Heat pump 150C |  |  |  | MKr15 | INDSWH | [13 empty] | 0.63273
High Temp abs. Heat pump 150C |  |  |  | MKr15 | INDELC | ISDRH |  | 2030 |  | 1 | 2.875 |  | 6.3823 | 0.0064815 | 6.6222 |  |  |  | 0.3513 |  |  | 0 | 0 | 0 | 0 | 0 |  | 2030
High Temp abs. Heat pump 150C |  |  |  | MKr15 | INDSWH | [13 empty] | 0.6487
High Temp abs. Heat pump 150C |  |  |  | MKr15 | INDELC | ISDRH |  | 2050 |  | 1 | 3.025 |  | 5.7365 | 0.005364 | 6.4567 |  |  |  | 0.33388 |  |  | 0 | 0 | 0 | 0 | 0 |  | 2050
High Temp abs. Heat pump 150C |  |  |  | MKr15 | INDSWH | [13 empty] | 0.66612
Booster Heat pump 150C |  | * | Industrial heating technology Iron & Steel MT - Booster Heat pump utilizing waste heat - new 4 | MKr15 | INDELC | ISDMT |  | 2020 | 2020 | 1 | 1.93 | 20 | 12.1589 | 0.0149 | 7.1189 | 0.031536 | 0.5 | 0 | 0.52332 |  |  | 0 | 0 | 0 | 0 | 0 |  | 2020
Booster Heat pump 150C |  | * |  | MKr15 | INDSWH | [13 empty] | 0.47668
Booster Heat pump 150C |  | * |  | MKr15 | INDELC | ISDMT |  | 2030 |  | 1 | 1.9894 |  | 9.8571 | 0.0149 | 6.974 |  |  |  | 0.50769 |  |  | 0 | 0 | 0 | 0 | 0 |  | 2030
Booster Heat pump 150C |  | * |  | MKr15 | INDSWH | [13 empty] | 0.49231
Booster Heat pump 150C |  | * |  | MKr15 | INDELC | ISDMT |  | 2050 |  | 1 | 2.051 |  | 6.9559 | 0.0149 | 6.7878 |  |  |  | 0.49245 |  |  | 0 | 0 | 0 | 0 | 0 |  | 2050
Booster Heat pump 150C |  | * |  | MKr15 | INDSWH | [13 empty] | 0.50755
Booster Heat pump 150C |  | INDSDRHELCN4 | Industrial heating technology Iron & Steel RH - Booster Heat pump utilizing waste heat - new 4 | MKr15 | INDELC | ISDRH |  | 2020 | 2020 | 1 | 1.93 | 20 | 12.1589 | 0.0149 | 7.1189 | 0.031536 | 0.5 | 1 | 0.52332 |  |  | 0 | 0 | 0 | 0 | 0 |  | 2020
Booster Heat pump 150C |  |  |  | MKr15 | INDSWH | [13 empty] | 0.47668
Booster Heat pump 150C |  |  |  | MKr15 | INDELC | ISDRH |  | 2030 |  | 1 | 1.9894 |  | 9.8571 | 0.0149 | 6.974 |  |  |  | 0.50769 |  |  | 0 | 0 | 0 | 0 | 0 |  | 2030
Booster Heat pump 150C |  |  |  | MKr15 | INDSWH | [13 empty] | 0.49231
Booster Heat pump 150C |  |  |  | MKr15 | INDELC | ISDRH |  | 2050 |  | 1 | 2.051 |  | 6.9559 | 0.0149 | 6.7878 |  |  |  | 0.49245 |  |  | 0 | 0 | 0 | 0 | 0 |  | 2050
Booster Heat pump 150C |  |  |  | MKr15 | INDSWH | [13 empty] | 0.50755
MVR |  | * | Industrial heating technology Iron & Steel MT - MVR utilizing waste heat - new 5 | MKr15 | INDELC | ISDMT |  | 2020 | 2020 | 1 | 12.1 | 25 | 2.6075 | 0.0149 | 5.2357 | 0.031536 | 0.5 | 0 | 0.083471 |  |  | 0 | 0 | 0 | 0 | 0 |  | 2020
MVR |  | * |  | MKr15 | INDSWH | [13 empty] | 0.91653
MVR |  | * |  | MKr15 | INDELC | ISDMT |  | 2030 |  | 1 | 12.7 |  | 2.4585 | 0.0149 | 5.0701 |  |  |  | 0.079528 |  |  | 0 | 0 | 0 | 0 | 0 |  | 2030
MVR |  | * |  | MKr15 | INDSWH | [13 empty] | 0.92047
MVR |  | * |  | MKr15 | INDELC | ISDMT |  | 2050 |  | 1 | 13.8 |  | 2.3095 | 0.0149 | 4.8839 |  |  |  | 0.073188 |  |  | 0 | 0 | 0 | 0 | 0 |  | 2050
MVR |  | * |  | MKr15 | INDSWH | [13 empty] | 0.92681
Hotdisc |  | * | Industrial heating technology Iron & Steel HT - Hotdisc - new 1 | MKr15 | INDWST | ISDHT | INDSWH | 2011 | 2011 | 0.9 |  | 20 | 3.725 | 0.00298 | 2.4316 | 0.031536 | 0.5 | 0 |  | 0.4 |  | 8.3 | 56 | 0.1 | 1 | 0.29 |  | 2020
Hotdisc |  | * |  | MKr15 |  |  | INDSWH | 2030 |  | 0.91 |  |  | 3.4643 | 0.00298 | 2.473 |  |  |  |  | 0.39 |  | 8.3 | 45 | 0.1 | 1 | 0.29 |  | 2030
Hotdisc |  | * |  | MKr15 |  |  | INDSWH | 2050 |  | 0.93 |  |  | 3.3525 | 0.00298 | 2.4937 |  |  |  |  | 0.37 |  | 8.3 | 11 | 0.1 | 1 | 0.29 |  | 2050
Dielectric heating |  | * | Industrial heating technology Iron & Steel MT - Dielectric heating - new 6 | MKr15 | INDELC | ISDMT | INDSWH | 2011 | 2011 | 0.95 |  | 30 | 20.115 | 0 | 94.8282 | 0.031536 | 0.5 | 0 |  | 0.25 |  | 0 | 0 | 0 | 0 | 0 |  | 2020
Dielectric heating |  | * |  | MKr15 |  |  | INDSWH | 2030 |  | 0.95 |  |  | 19.5116 | 0 | 94.8323 |  |  |  |  | 0.25 |  | 0 | 0 | 0 | 0 | 0 |  | 2030
Dielectric heating |  | * |  | MKr15 |  |  | INDSWH | 2050 |  | 0.95 |  |  | 18.1035 | 0 | 94.8344 |  |  |  |  | 0.25 |  | 0 | 0 | 0 | 0 | 0 |  | 2050
Infrared |  | * | Industrial heating technology Iron & Steel MT - Infrared heating - new 7 | MKr15 | INDELC | ISDMT | INDSWH | 2011 | 2011 | 0.96 |  | 30 | 2.6075 | 0 | 242.2761 | 0.031536 | 0.5 | 0 |  | 0.24 |  | 0 | 0 | 0 | 0 | 0 |  | 2020
Infrared |  | * |  | MKr15 |  |  | INDSWH | 2030 |  | 0.96 |  |  | 2.533 | 0 | 242.2802 |  |  |  |  | 0.24 |  | 0 | 0 | 0 | 0 | 0 |  | 2030
Infrared |  | * |  | MKr15 |  |  | INDSWH | 2050 |  | 0.96 |  |  | 2.3468 | 0 | 242.2823 |  |  |  |  | 0.24 |  | 0 | 0 | 0 | 0 | 0 |  | 2050
Electric boiler |  | INDSDHTELCN8 | Industrial heating technology Iron & Steel HT - Electric boiler (Steam) - new 8 | MKr15 | INDELC | ISDHT | INDSWH | 2011 | 2011 | 0.99 |  | 25 | 0.596 | 0.0079715 | 1.7901 | 0.031536 | 0.5 | 0.2 |  | 0.31 |  | 0 | 0 | 0 | 0 | 0 |  | 2020
Electric boiler |  |  |  | MKr15 |  |  | INDSWH | 2030 |  | 0.99 |  |  | 0.5215 | 0.007599 | 1.8108 |  |  |  |  | 0.31 |  | 0 | 0 | 0 | 0 | 0 |  | 2030
Electric boiler |  |  |  | MKr15 |  |  | INDSWH | 2050 |  | 0.99 |  |  | 0.5215 | 0.006854 | 1.6142 |  |  |  |  | 0.31 |  | 0 | 0 | 0 | 0 | 0 |  | 2050
Electric boiler |  | INDSDMTELCN8 | Industrial heating technology Iron & Steel MT - Electric boiler (Steam) - new 8 | MKr15 | INDELC | ISDMT | INDSWH | 2011 | 2011 | 0.99 |  | 25 | 0.596 | 0.0079715 | 1.7901 | 0.031536 | 0.5 | 1 |  | 0.21 |  | 0 | 0 | 0 | 0 | 0 |  | 2020
Electric boiler |  |  |  | MKr15 |  |  | INDSWH | 2030 |  | 0.99 |  |  | 0.5215 | 0.007599 | 1.8108 |  |  |  |  | 0.21 |  | 0 | 0 | 0 | 0 | 0 |  | 2030
Electric boiler |  |  |  | MKr15 |  |  | INDSWH | 2050 |  | 0.99 |  |  | 0.5215 | 0.006854 | 1.6142 |  |  |  |  | 0.21 |  | 0 | 0 | 0 | 0 | 0 |  | 2050
Electric boiler |  | INDSDRHELCN8 | Industrial heating technology Iron & Steel RH - Electric boiler (Steam) - new 8 | MKr15 | INDELC | ISDRH | INDSWH | 2011 | 2011 | 0.99 |  | 25 | 0.596 | 0.0079715 | 1.7901 | 0.031536 | 0.5 | 1 |  | 0.01 |  | 0 | 0 | 0 | 0 | 0 |  | 2020
Electric boiler |  |  |  | MKr15 |  |  | INDSWH | 2030 |  | 0.99 |  |  | 0.5215 | 0.007599 | 1.8108 |  |  |  |  | 0.01 |  | 0 | 0 | 0 | 0 | 0 |  | 2030
Electric boiler |  |  |  | MKr15 |  |  | INDSWH | 2050 |  | 0.99 |  |  | 0.5215 | 0.006854 | 1.6142 |  |  |  |  | 0.01 |  | 0 | 0 | 0 | 0 | 0 |  | 2050
Electric boiler |  | INDSDMTELCN9 | Industrial heating technology Iron & Steel MT - Electric boiler (Hot Water) - new 9 | MKr15 | INDELC | ISDMT | INDSWH | 2011 | 2011 | 0.99 |  | 25 | 0.5215 | 0.0079715 | 1.7901 | 0.031536 | 0.5 | 1 |  | 0.21 |  | 0 | 0 | 0 | 0 | 0 |  | 2020
Electric boiler |  |  |  | MKr15 |  |  | INDSWH | 2030 |  | 0.99 |  |  | 0.447 | 0.007599 | 1.8108 |  |  |  |  | 0.21 |  | 0 | 0 | 0 | 0 | 0 |  | 2030
Electric boiler |  |  |  | MKr15 |  |  | INDSWH | 2050 |  | 0.99 |  |  | 0.447 | 0.006854 | 1.6142 |  |  |  |  | 0.21 |  | 0 | 0 | 0 | 0 | 0 |  | 2050
Electric boiler |  | * | Industrial heating technology Iron & Steel RH - Electric boiler (Hot Water) - new 9 | MKr15 | INDELC | ISDRH | INDSWH | 2011 | 2011 | 0.99 |  | 25 | 0.5215 | 0.0079715 | 1.7901 | 0.031536 | 0.5 | 0 |  | 0.01 |  | 0 | 0 | 0 | 0 | 0 |  | 2020
Electric boiler |  | * |  | MKr15 |  |  | INDSWH | 2030 |  | 0.99 |  |  | 0.447 | 0.007599 | 1.8108 |  |  |  |  | 0.01 |  | 0 | 0 | 0 | 0 | 0 |  | 2030
Electric boiler |  | * |  | MKr15 |  |  | INDSWH | 2050 |  | 0.99 |  |  | 0.447 | 0.006854 | 1.6142 |  |  |  |  | 0.01 |  | 0 | 0 | 0 | 0 | 0 |  | 2050
Biomass boiler |  | * | Industrial heating technology Iron & Steel HT - Wood chip boiler (Steam) - new 1 | MKr15 | INDWCH | ISDHT | INDSWH | 2011 | 2011 | 0.89 |  | 25 | 4.6055 | 0.25106 | 5.751 | 0.031536 | 0.5 | 0 |  | 0.41 |  | 11 | 63 | 11 | 3 | 10 |  | 2020
Biomass boiler |  | * |  | MKr15 |  |  | INDSWH | 2030 |  | 0.89 |  |  | 4.4023 | 0.26745 | 5.8462 |  |  |  |  | 0.41 |  | 11 | 49 | 8 | 3 | 10 |  | 2030
Biomass boiler |  | * |  | MKr15 |  |  | INDSWH | 2050 |  | 0.9 |  |  | 3.9959 | 0.25106 | 5.8938 |  |  |  |  | 0.4 |  | 11 | 41 | 4 | 1 | 10 |  | 2050
Biomass boiler |  | INDSDMTWCHN1 | Industrial heating technology Iron & Steel MT - Wood chip boiler (Steam) - new 1 | MKr15 | INDWCH | ISDMT | INDSWH | 2011 | 2011 | 0.89 |  | 25 | 4.6055 | 0.25106 | 5.751 | 0.031536 | 0.5 | 1 |  | 0.31 |  | 11 | 63 | 11 | 3 | 10 |  | 2020
Biomass boiler |  |  |  | MKr15 |  |  | INDSWH | 2030 |  | 0.89 |  |  | 4.4023 | 0.26745 | 5.8462 |  |  |  |  | 0.31 |  | 11 | 49 | 8 | 3 | 10 |  | 2030
Biomass boiler |  |  |  | MKr15 |  |  | INDSWH | 2050 |  | 0.9 |  |  | 3.9959 | 0.25106 | 5.8938 |  |  |  |  | 0.3 |  | 11 | 41 | 4 | 1 | 10 |  | 2050
Biomass boiler |  | INDSDRHWCHN1 | Industrial heating technology Iron & Steel RH - Wood chip boiler (Steam) - new 1 | MKr15 | INDWCH | ISDRH | INDSWH | 2011 | 2011 | 0.89 |  | 25 | 4.6055 | 0.25106 | 5.751 | 0.031536 | 0.5 | 1 |  | 0.11 |  | 11 | 63 | 11 | 3 | 10 |  | 2020
Biomass boiler |  |  |  | MKr15 |  |  | INDSWH | 2030 |  | 0.89 |  |  | 4.4023 | 0.26745 | 5.8462 |  |  |  |  | 0.11 |  | 11 | 49 | 8 | 3 | 10 |  | 2030
Biomass boiler |  |  |  | MKr15 |  |  | INDSWH | 2050 |  | 0.9 |  |  | 3.9959 | 0.25106 | 5.8938 |  |  |  |  | 0.1 |  | 11 | 41 | 4 | 1 | 10 |  | 2050
Biomass boiler |  | INDSDMTWCHN2 | Industrial heating technology Iron & Steel MT - Wood chip boiler (Steam - condensing) - new 2 | MKr15 | INDWCH | ISDMT | INDSWH | 2011 | 2011 | 1.1619 |  | 25 | 5.066 | 0.27565 | 5.751 | 0.031536 | 0.5 | 1 |  | 0.038104 |  | 11 | 63 | 11 | 3 | 10 |  | 2020
Biomass boiler |  |  |  | MKr15 |  |  | INDSWH | 2030 |  | 1.1619 |  |  | 4.8425 | 0.26745 | 5.8462 |  |  |  |  | 0.038104 |  | 11 | 49 | 8 | 3 | 10 |  | 2030
Biomass boiler |  |  |  | MKr15 |  |  | INDSWH | 2050 |  | 1.1619 |  |  | 4.3955 | 0.25106 | 5.8938 |  |  |  |  | 0.038104 |  | 11 | 41 | 4 | 1 | 10 |  | 2050
Biomass boiler |  | INDSDRHWCHN2 | Industrial heating technology Iron & Steel RH - Wood chip boiler (Steam - condensing) - new 2 | MKr15 | INDWCH | ISDRH | INDSWH | 2011 | 2011 | 1.1619 |  | 25 | 5.066 | 0.27565 | 5.751 | 0.031536 | 0.5 | 1 |  | 0 |  | 11 | 63 | 11 | 3 | 10 |  | 2020
Biomass boiler |  |  |  | MKr15 |  |  | INDSWH | 2030 |  | 1.1619 |  |  | 4.8425 | 0.26745 | 5.8462 |  |  |  |  | 0 |  | 11 | 49 | 8 | 3 | 10 |  | 2030
Biomass boiler |  |  |  | MKr15 |  |  | INDSWH | 2050 |  | 1.1619 |  |  | 4.3955 | 0.25106 | 5.8938 |  |  |  |  | 0 |  | 11 | 41 | 4 | 1 | 10 |  | 2050
Biomass boiler |  | INDSDMTWCHN3 | Industrial heating technology Iron & Steel MT - Wood chip boiler (Hot Water) - new 3 | MKr15 | INDWCH | ISDMT | INDSWH | 2011 | 2011 | 0.9 |  | 25 | 4.6055 | 0.25106 | 5.751 | 0.031536 | 0.5 | 1 |  | 0.3 |  | 11 | 63 | 11 | 3 | 10 |  | 2020
Biomass boiler |  |  |  | MKr15 |  |  | INDSWH | 2030 |  | 0.9 |  |  | 4.4023 | 0.26745 | 5.8462 |  |  |  |  | 0.3 |  | 11 | 49 | 8 | 3 | 10 |  | 2030
Biomass boiler |  |  |  | MKr15 |  |  | INDSWH | 2050 |  | 0.91 |  |  | 3.9959 | 0.25106 | 5.8938 |  |  |  |  | 0.29 |  | 11 | 41 | 4 | 1 | 10 |  | 2050
Biomass boiler |  | INDSDRHWCHN3 | Industrial heating technology Iron & Steel RH - Wood chip boiler (Hot Water) - new 3 | MKr15 | INDWCH | ISDRH | INDSWH | 2011 | 2011 | 0.9 |  | 25 | 4.6055 | 0.25106 | 5.751 | 0.031536 | 0.5 | 1 |  | 0.1 |  | 11 | 63 | 11 | 3 | 10 |  | 2020
Biomass boiler |  |  |  | MKr15 |  |  | INDSWH | 2030 |  | 0.9 |  |  | 4.4023 | 0.26745 | 5.8462 |  |  |  |  | 0.1 |  | 11 | 49 | 8 | 3 | 10 |  | 2030
Biomass boiler |  |  |  | MKr15 |  |  | INDSWH | 2050 |  | 0.91 |  |  | 3.9959 | 0.25106 | 5.8938 |  |  |  |  | 0.09 |  | 11 | 41 | 4 | 1 | 10 |  | 2050
Biomass boiler |  | INDSDMTWCHN4 | Industrial heating technology Iron & Steel MT - Wood chip boiler (Hot Water - condensing) - new 4 | MKr15 | INDWCH | ISDMT | INDSWH | 2011 | 2011 | 1.1619 |  | 25 | 5.066 | 0.27565 | 5.751 | 0.031536 | 0.5 | 1 |  | 0.038104 |  | 11 | 63 | 11 | 3 | 10 |  | 2020
Biomass boiler |  |  |  | MKr15 |  |  | INDSWH | 2030 |  | 1.1619 |  |  | 4.8425 | 0.26745 | 5.8462 |  |  |  |  | 0.038104 |  | 11 | 49 | 8 | 3 | 10 |  | 2030
Biomass boiler |  |  |  | MKr15 |  |  | INDSWH | 2050 |  | 1.1619 |  |  | 4.3955 | 0.25106 | 5.8938 |  |  |  |  | 0.038104 |  | 11 | 41 | 4 | 1 | 10 |  | 2050
Biomass boiler |  | INDSDRHWCHN4 | Industrial heating technology Iron & Steel RH - Wood chip boiler (Hot Water- condensing) - new 4 | MKr15 | INDWCH | ISDRH | INDSWH | 2011 | 2011 | 1.1619 |  | 25 | 5.066 | 0.27565 | 5.751 | 0.031536 | 0.5 | 1 |  | 0 |  | 11 | 63 | 11 | 3 | 10 |  | 2020
Biomass boiler |  |  |  | MKr15 |  |  | INDSWH | 2030 |  | 1.1619 |  |  | 4.8425 | 0.26745 | 5.8462 |  |  |  |  | 0 |  | 11 | 49 | 8 | 3 | 10 |  | 2030
Biomass boiler |  |  |  | MKr15 |  |  | INDSWH | 2050 |  | 1.1619 |  |  | 4.3955 | 0.25106 | 5.8938 |  |  |  |  | 0 |  | 11 | 41 | 4 | 1 | 10 |  | 2050
Direct electric heating |  | INDSDHTELCN0 | Industrial heating technology Iron & Steel HT - Direct electric heating - new 10 | MKr15 | INDELC | ISDHT | INDSWH | 2011 | 2011 | 1 |  | 12.5 | 0.447 | 0 | 0.37767 | 0.031536 | 0.5 | 0.5 |  | 0.3 |  | 0 | 0 | 0 | 0 | 0 |  | 2020
Direct electric heating |  |  |  | MKr15 |  |  | INDSWH | 2030 |  | 1 |  |  | 0.447 | 0 | 0.38802 |  |  |  |  | 0.3 |  | 0 | 0 | 0 | 0 | 0 |  | 2030
Direct electric heating |  |  |  | MKr15 |  |  | INDSWH | 2050 |  | 1 |  |  | 0.447 | 0 | 0.39319 |  |  |  |  | 0.3 |  | 0 | 0 | 0 | 0 | 0 |  | 2050
Direct electric heating |  | INDSDMTELCN0 | Industrial heating technology Iron & Steel MT - Direct electric heating - new 10 | MKr15 | INDELC | ISDMT | INDSWH | 2011 | 2011 | 1 |  | 12.5 | 0.447 | 0 | 0.37767 | 0.031536 | 0.5 | 1 |  | 0.2 |  | 0 | 0 | 0 | 0 | 0 |  | 2020
Direct electric heating |  |  |  | MKr15 |  |  | INDSWH | 2030 |  | 1 |  |  | 0.447 | 0 | 0.38802 |  |  |  |  | 0.2 |  | 0 | 0 | 0 | 0 | 0 |  | 2030
Direct electric heating |  |  |  | MKr15 |  |  | INDSWH | 2050 |  | 1 |  |  | 0.447 | 0 | 0.39319 |  |  |  |  | 0.2 |  | 0 | 0 | 0 | 0 | 0 |  | 2050
Oil-fired boiler_NEW |  | INDSDHTDSEN1 | Industrial heating technology Iron & Steel HT - Oil boiler (Steam) - new 1 | MKr15 | INDDSL, INDDSB1, INDDSB2, INDHFO, INDDSE | ISDHT | INDSWH | 2011 | 2011 | 0.94 |  | 25 | 0.40975 | 0.01341 | 2.0694 | 0.031536 | 0.5 | 1 |  | 0.36 |  | 0.5 | 25 | 0 | 0 | 0.1 |  | 2020
Oil-fired boiler_NEW |  |  |  | MKr15 |  |  | INDSWH | 2030 |  | 0.95 |  |  | 0.34699 | 0.012665 | 1.8625 |  |  |  |  | 0.35 |  | 0.5 | 20 | 0 | 0 | 0.1 |  | 2030
Oil-fired boiler_NEW |  |  |  | MKr15 |  |  | INDSWH | 2050 |  | 0.96 |  |  | 0.32814 | 0.011175 | 1.8625 |  |  |  |  | 0.34 |  | 0.5 | 15 | 0 | 0 | 0.1 |  | 2050
Oil-fired boiler_NEW |  | INDSDMTDSEN1 | Industrial heating technology Iron & Steel MT - Oil boiler (Steam) - new 1 | MKr15 | INDDSL, INDDSB1, INDDSB2, INDHFO, INDDSE | ISDMT | INDSWH | 2011 | 2011 | 0.94 |  | 25 | 0.40975 | 0.01341 | 2.0694 | 0.031536 | 0.5 | 1 |  | 0.26 |  | 0.5 | 25 | 0 | 0 | 0.1 |  | 2020
Oil-fired boiler_NEW |  |  |  | MKr15 |  |  | INDSWH | 2030 |  | 0.95 |  |  | 0.34699 | 0.012665 | 1.8625 |  |  |  |  | 0.25 |  | 0.5 | 20 | 0 | 0 | 0.1 |  | 2030
Oil-fired boiler_NEW |  |  |  | MKr15 |  |  | INDSWH | 2050 |  | 0.96 |  |  | 0.32814 | 0.011175 | 1.8625 |  |  |  |  | 0.24 |  | 0.5 | 15 | 0 | 0 | 0.1 |  | 2050
Oil-fired boiler_NEW |  | INDSDRHDSEN1 | Industrial heating technology Iron & Steel RH - Oil boiler (Steam) - new 1 | MKr15 | INDDSL, INDDSB1, INDDSB2, INDHFO, INDDSE | ISDRH | INDSWH | 2011 | 2011 | 0.94 |  | 25 | 0.40975 | 0.01341 | 2.0694 | 0.031536 | 0.5 | 1 |  | 0.06 |  | 0.5 | 25 | 0 | 0 | 0.1 |  | 2020
Oil-fired boiler_NEW |  |  |  | MKr15 |  |  | INDSWH | 2030 |  | 0.95 |  |  | 0.34699 | 0.012665 | 1.8625 |  |  |  |  | 0.05 |  | 0.5 | 20 | 0 | 0 | 0.1 |  | 2030
Oil-fired boiler_NEW |  |  |  | MKr15 |  |  | INDSWH | 2050 |  | 0.96 |  |  | 0.32814 | 0.011175 | 1.8625 |  |  |  |  | 0.04 |  | 0.5 | 15 | 0 | 0 | 0.1 |  | 2050
Oil-fired boiler_NEW |  | INDSDMTDSEN2 | Industrial heating technology Iron & Steel MT - Oil boiler (Steam - condensing) - new 2 | MKr15 | INDDSL, INDDSB1, INDDSB2, INDHFO, INDDSE | ISDMT | INDSWH | 2011 | 2011 | 0.95 |  | 25 | 0.3278 | 0.01341 | 2.0694 | 0.031536 | 0.5 | 1 |  | 0.25 |  | 0.5 | 25 | 0 | 0 | 0.1 |  | 2020
Oil-fired boiler_NEW |  |  |  | MKr15 |  |  | INDSWH | 2030 |  | 0.96 |  |  | 0.2776 | 0.012665 | 1.8625 |  |  |  |  | 0.24 |  | 0.5 | 20 | 0 | 0 | 0.1 |  | 2030
Oil-fired boiler_NEW |  |  |  | MKr15 |  |  | INDSWH | 2050 |  | 0.97 |  |  | 0.26251 | 0.011175 | 1.8625 |  |  |  |  | 0.23 |  | 0.5 | 15 | 0 | 0 | 0.1 |  | 2050
Oil-fired boiler_NEW |  | INDSDRHDSEN2 | Industrial heating technology Iron & Steel RH - Oil boiler (Steam - condensing) - new 2 | MKr15 | INDDSL, INDDSB1, INDDSB2, INDHFO, INDDSE | ISDRH | INDSWH | 2011 | 2011 | 0.95 |  | 25 | 0.3278 | 0.01341 | 2.0694 | 0.031536 | 0.5 | 1 |  | 0.05 |  | 0.5 | 25 | 0 | 0 | 0.1 |  | 2020
Oil-fired boiler_NEW |  |  |  | MKr15 |  |  | INDSWH | 2030 |  | 0.96 |  |  | 0.2776 | 0.012665 | 1.8625 |  |  |  |  | 0.04 |  | 0.5 | 20 | 0 | 0 | 0.1 |  | 2030
Oil-fired boiler_NEW |  |  |  | MKr15 |  |  | INDSWH | 2050 |  | 0.97 |  |  | 0.26251 | 0.011175 | 1.8625 |  |  |  |  | 0.03 |  | 0.5 | 15 | 0 | 0 | 0.1 |  | 2050
Natural gas boiler_NEW |  | INDSDHTDH2N1 | Industrial heating technology Iron & Steel HT - Gas boiler (Steam) - new 1 | MKr15 | INDNGA, INDBGA, INDSNG1, INDSNG2, INDLPG, INDSNE, INDH2 | ISDHT | INDSWH | 2011 | 2011 | 0.92 |  | 25 | 0.40636 | 0.0149 | 2.2764 | 0.031536 | 0.5 | 1 |  | 0.38 |  | 0.3 | 9 | 3 | 1 | 0.1 |  | 2020
Natural gas boiler_NEW |  |  |  | MKr15 |  |  | INDSWH | 2030 |  | 0.93 |  |  | 0.33864 | 0.014155 | 2.0694 |  |  |  |  | 0.37 |  | 0.3 | 7 | 2 | 1 | 0.1 |  | 2030
Natural gas boiler_NEW |  |  |  | MKr15 |  |  | INDSWH | 2050 |  | 0.94 |  |  | 0.33864 | 0.012665 | 2.0694 |  |  |  |  | 0.36 |  | 0.3 | 6 | 2 | 1 | 0.1 |  | 2050
Natural gas boiler_NEW |  | INDSDMTDH2N1 | Industrial heating technology Iron & Steel MT - Gas boiler (Steam) - new 1 | MKr15 | INDNGA, INDBGA, INDSNG1, INDSNG2, INDLPG, INDSNE, INDH2 | ISDMT | INDSWH | 2011 | 2011 | 0.92 |  | 25 | 0.40636 | 0.0149 | 2.2764 | 0.031536 | 0.5 | 1 |  | 0.28 |  | 0.3 | 9 | 3 | 1 | 0.1 |  | 2020
Natural gas boiler_NEW |  |  |  | MKr15 |  |  | INDSWH | 2030 |  | 0.93 |  |  | 0.33864 | 0.014155 | 2.0694 |  |  |  |  | 0.27 |  | 0.3 | 7 | 2 | 1 | 0.1 |  | 2030
Natural gas boiler_NEW |  |  |  | MKr15 |  |  | INDSWH | 2050 |  | 0.94 |  |  | 0.33864 | 0.012665 | 2.0694 |  |  |  |  | 0.26 |  | 0.3 | 6 | 2 | 1 | 0.1 |  | 2050
Natural gas boiler_NEW |  | INDSDRHDH2N1 | Industrial heating technology Iron & Steel RH - Gas boiler (Steam) - new 1 | MKr15 | INDNGA, INDBGA, INDSNG1, INDSNG2, INDLPG, INDSNE, INDH2 | ISDRH | INDSWH | 2011 | 2011 | 0.92 |  | 25 | 0.40636 | 0.0149 | 2.2764 | 0.031536 | 0.5 | 1 |  | 0.08 |  | 0.3 | 9 | 3 | 1 | 0.1 |  | 2020
Natural gas boiler_NEW |  |  |  | MKr15 |  |  | INDSWH | 2030 |  | 0.93 |  |  | 0.33864 | 0.014155 | 2.0694 |  |  |  |  | 0.07 |  | 0.3 | 7 | 2 | 1 | 0.1 |  | 2030
Natural gas boiler_NEW |  |  |  | MKr15 |  |  | INDSWH | 2050 |  | 0.94 |  |  | 0.33864 | 0.012665 | 2.0694 |  |  |  |  | 0.06 |  | 0.3 | 6 | 2 | 1 | 0.1 |  | 2050
Natural gas boiler_NEW |  | INDSDMTDH2N2 | Industrial heating technology Iron & Steel MT - Gas boiler (Steam - condensing) - new 2 | MKr15 | INDNGA, INDBGA, INDSNG1, INDSNG2, INDLPG, INDSNE, INDH2 | ISDMT | INDSWH | 2011 | 2011 | 1.01 |  | 25 | 0.447 | 0.0149 | 2.2764 | 0.031536 | 0.5 | 1 |  | 0.19 |  | 0.3 | 9 | 3 | 1 | 0.1 |  | 2020
Natural gas boiler_NEW |  |  |  | MKr15 |  |  | INDSWH | 2030 |  | 1.03 |  |  | 0.3725 | 0.014155 | 2.0694 |  |  |  |  | 0.17 |  | 0.3 | 7 | 2 | 1 | 0.1 |  | 2030
Natural gas boiler_NEW |  |  |  | MKr15 |  |  | INDSWH | 2050 |  | 1.03 |  |  | 0.3725 | 0.012665 | 2.0694 |  |  |  |  | 0.17 |  | 0.3 | 6 | 2 | 1 | 0.1 |  | 2050
Natural gas boiler_NEW |  | INDSDRHDH2N2 | Industrial heating technology Iron & Steel RH - Gas boiler (Steam - condensing) - new 2 | MKr15 | INDNGA, INDBGA, INDSNG1, INDSNG2, INDLPG, INDSNE, INDH2 | ISDRH | INDSWH | 2011 | 2011 | 1.01 |  | 25 | 0.447 | 0.0149 | 2.2764 | 0.031536 | 0.5 | 1 |  | 0 |  | 0.3 | 9 | 3 | 1 | 0.1 |  | 2020
Natural gas boiler_NEW |  |  |  | MKr15 |  |  | INDSWH | 2030 |  | 1.03 |  |  | 0.3725 | 0.014155 | 2.0694 |  |  |  |  | 0 |  | 0.3 | 7 | 2 | 1 | 0.1 |  | 2030
Natural gas boiler_NEW |  |  |  | MKr15 |  |  | INDSWH | 2050 |  | 1.03 |  |  | 0.3725 | 0.012665 | 2.0694 |  |  |  |  | 0 |  | 0.3 | 6 | 2 | 1 | 0.1 |  | 2050
Natural gas boiler_NEW |  | INDSDMTDH2N3 | Industrial heating technology Iron & Steel MT - Gas boiler (Hot Water) - new 3 | MKr15 | INDNGA, INDBGA, INDSNG1, INDSNG2, INDLPG, INDSNE, INDH2 | ISDMT | INDSWH | 2011 | 2011 | 0.93 |  | 25 | 0.32509 | 0.0149 | 2.2764 | 0.031536 | 0.5 | 1 |  | 0.27 |  | 0.3 | 9 | 3 | 1 | 0.1 |  | 2020
Natural gas boiler_NEW |  |  |  | MKr15 |  |  | INDSWH | 2030 |  | 0.94 |  |  | 0.27091 | 0.014155 | 2.0694 |  |  |  |  | 0.26 |  | 0.3 | 7 | 2 | 1 | 0.1 |  | 2030
Natural gas boiler_NEW |  |  |  | MKr15 |  |  | INDSWH | 2050 |  | 0.95 |  |  | 0.27091 | 0.012665 | 2.0694 |  |  |  |  | 0.25 |  | 0.3 | 6 | 2 | 1 | 0.1 |  | 2050
Natural gas boiler_NEW |  | INDSDRHDH2N3 | Industrial heating technology Iron & Steel RH - Gas boiler (Hot Water) - new 3 | MKr15 | INDNGA, INDBGA, INDSNG1, INDSNG2, INDLPG, INDSNE, INDH2 | ISDRH | INDSWH | 2011 | 2011 | 0.93 |  | 25 | 0.32509 | 0.0149 | 2.2764 | 0.031536 | 0.5 | 1 |  | 0.07 |  | 0.3 | 9 | 3 | 1 | 0.1 |  | 2020
Natural gas boiler_NEW |  |  |  | MKr15 |  |  | INDSWH | 2030 |  | 0.94 |  |  | 0.27091 | 0.014155 | 2.0694 |  |  |  |  | 0.06 |  | 0.3 | 7 | 2 | 1 | 0.1 |  | 2030
Natural gas boiler_NEW |  |  |  | MKr15 |  |  | INDSWH | 2050 |  | 0.95 |  |  | 0.27091 | 0.012665 | 2.0694 |  |  |  |  | 0.05 |  | 0.3 | 6 | 2 | 1 | 0.1 |  | 2050
Natural gas boiler_NEW |  | INDSDMTDH2N4 | Industrial heating technology Iron & Steel MT - Gas boiler (Hot Water - condensing) - new 4 | MKr15 | INDNGA, INDBGA, INDSNG1, INDSNG2, INDLPG, INDSNE, INDH2 | ISDMT | INDSWH | 2011 | 2011 | 1.01 |  | 25 | 0.3576 | 0.0149 | 2.2764 | 0.031536 | 0.5 | 1 |  | 0.19 |  | 0.3 | 9 | 3 | 1 | 0.1 |  | 2020
Natural gas boiler_NEW |  |  |  | MKr15 |  |  | INDSWH | 2030 |  | 1.03 |  |  | 0.298 | 0.014155 | 2.0694 |  |  |  |  | 0.17 |  | 0.3 | 7 | 2 | 1 | 0.1 |  | 2030
Natural gas boiler_NEW |  |  |  | MKr15 |  |  | INDSWH | 2050 |  | 1.03 |  |  | 0.298 | 0.012665 | 2.0694 |  |  |  |  | 0.17 |  | 0.3 | 6 | 2 | 1 | 0.1 |  | 2050
Natural gas boiler_NEW |  | INDSDRHDH2N4 | Industrial heating technology Iron & Steel RH - Gas boiler (Hot Water- condensing) - new 4 | MKr15 | INDNGA, INDBGA, INDSNG1, INDSNG2, INDLPG, INDSNE, INDH2 | ISDRH | INDSWH | 2011 | 2011 | 1.01 |  | 25 | 0.3576 | 0.0149 | 2.2764 | 0.031536 | 0.5 | 1 |  | 0 |  | 0.3 | 9 | 3 | 1 | 0.1 |  | 2020
Natural gas boiler_NEW |  |  |  | MKr15 |  |  | INDSWH | 2030 |  | 1.03 |  |  | 0.298 | 0.014155 | 2.0694 |  |  |  |  | 0 |  | 0.3 | 7 | 2 | 1 | 0.1 |  | 2030
Natural gas boiler_NEW |  |  |  | MKr15 |  |  | INDSWH | 2050 |  | 1.03 |  |  | 0.298 | 0.012665 | 2.0694 |  |  |  |  | 0 |  | 0.3 | 6 | 2 | 1 | 0.1 |  | 2050
Natural gas boiler_NEW |  | INDSDHTDH2N5 | Industrial heating technology Iron & Steel HT - Gas boiler (Direct firing) - new 5 | MKr15 | INDNGA, INDBGA, INDSNG1, INDSNG2, INDLPG, INDSNE, INDH2 | ISDHT | INDSWH | 2011 | 2011 | 1 |  | 15 | 0.11175 | 0.0013545 | 0.58462 | 0.031536 | 0.5 | 1 |  | 0.3 |  | 0.3 | 9 | 3 | 1 | 0.1 |  | 2020
Natural gas boiler_NEW |  |  |  | MKr15 |  |  | INDSWH | 2030 |  | 1 |  |  | 0.11175 | 0.0013207 | 0.57427 |  |  |  |  | 0.3 |  | 0.3 | 7 | 2 | 1 | 0.1 |  | 2030
Natural gas boiler_NEW |  |  |  | MKr15 |  |  | INDSWH | 2050 |  | 1 |  |  | 0.11175 | 0.0011514 | 0.57944 |  |  |  |  | 0.3 |  | 0.3 | 6 | 2 | 1 | 0.1 |  | 2050
Natural gas boiler_NEW |  | INDSDMTDH2N5 | Industrial heating technology Iron & Steel MT - Gas boiler (Direct firing) - new 5 | MKr15 | INDNGA, INDBGA, INDSNG1, INDSNG2, INDLPG, INDSNE, INDH2 | ISDMT | INDSWH | 2011 | 2011 | 1 |  | 25 | 0.11175 | 0.0013545 | 0.58462 | 0.031536 | 0.5 | 1 |  | 0.2 |  | 0.3 | 9 | 3 | 1 | 0.1 |  | 2020
Natural gas boiler_NEW |  |  |  | MKr15 |  |  | INDSWH | 2030 |  | 1 |  |  | 0.11175 | 0.0013207 | 0.57427 |  |  |  |  | 0.2 |  | 0.3 | 7 | 2 | 1 | 0.1 |  | 2030
Natural gas boiler_NEW |  |  |  | MKr15 |  |  | INDSWH | 2050 |  | 1 |  |  | 0.11175 | 0.0011514 | 0.57944 |  |  |  |  | 0.2 |  | 0.3 | 6 | 2 | 1 | 0.1 |  | 2050
Coal boiler |  | INDSDHTCOAN1 | Industrial heating technology Iron & Steel HT - Coal boiler (Steam) - new 1 | MKr15 | INDCOA | ISDHT | INDSWH | 2011 | 2011 | 0.89 |  | 25 | 3.725 | 0.25106 | 3.9382 | 0.031536 | 0.5 | 1 |  | 0.41 |  | 8 | 35 | 1.5 | 0.8 | 2.1 |  | 2020
Coal boiler |  |  |  | MKr15 |  |  | INDSWH | 2030 |  | 0.89 |  |  | 3.4699 | 0.24287 | 3.9837 |  |  |  |  | 0.41 |  | 8 | 35 | 1.5 | 0.8 | 2.1 |  | 2030
Coal boiler |  |  |  | MKr15 |  |  | INDSWH | 2050 |  | 0.91 |  |  | 3.2814 | 0.22797 | 4.0064 |  |  |  |  | 0.39 |  | 8 | 35 | 1.5 | 0.8 | 2.1 |  | 2050
Coal boiler |  | INDSDMTCOAN1 | Industrial heating technology Iron & Steel MT - Coal boiler (Steam) - new 1 | MKr15 | INDCOA | ISDMT | INDSWH | 2011 | 2011 | 0.89 |  | 25 | 3.725 | 0.25106 | 3.9382 | 0.031536 | 0.5 | 1 |  | 0.31 |  | 8 | 35 | 1.5 | 0.8 | 2.1 |  | 2020
Coal boiler |  |  |  | MKr15 |  |  | INDSWH | 2030 |  | 0.89 |  |  | 3.4699 | 0.24287 | 3.9837 |  |  |  |  | 0.31 |  | 8 | 35 | 1.5 | 0.8 | 2.1 |  | 2030
Coal boiler |  |  |  | MKr15 |  |  | INDSWH | 2050 |  | 0.91 |  |  | 3.2814 | 0.22797 | 4.0064 |  |  |  |  | 0.29 |  | 8 | 35 | 1.5 | 0.8 | 2.1 |  | 2050
Coal boiler |  | INDSDRHCOAN1 | Industrial heating technology Iron & Steel RH - Coal boiler (Steam) - new 1 | MKr15 | INDCOA | ISDRH | INDSWH | 2011 | 2011 | 0.89 |  | 25 | 3.725 | 0.25106 | 3.9382 | 0.031536 | 0.5 | 1 |  | 0.11 |  | 8 | 35 | 1.5 | 0.8 | 2.1 |  | 2020
Coal boiler |  |  |  | MKr15 |  |  | INDSWH | 2030 |  | 0.89 |  |  | 3.4699 | 0.24287 | 3.9837 |  |  |  |  | 0.11 |  | 8 | 35 | 1.5 | 0.8 | 2.1 |  | 2030
Coal boiler |  |  |  | MKr15 |  |  | INDSWH | 2050 |  | 0.91 |  |  | 3.2814 | 0.22797 | 4.0064 |  |  |  |  | 0.09 |  | 8 | 35 | 1.5 | 0.8 | 2.1 |  | 2050
Coal boiler |  | INDSDMTCOAN2 | Industrial heating technology Iron & Steel MT - Coal boiler (Hot Water) - new 2 | MKr15 | INDCOA | ISDMT | INDSWH | 2011 | 2011 | 0.89 |  | 25 | 3.725 | 0.25106 | 3.9382 | 0.031536 | 0.5 | 1 |  | 0.31 |  | 8 | 35 | 1.5 | 0.8 | 2.1 |  | 2020
Coal boiler |  |  |  | MKr15 |  |  | INDSWH | 2030 |  | 0.89 |  |  | 3.725 | 0.24287 | 3.9837 |  |  |  |  | 0.31 | [7 empty] | 2030
Coal boiler |  |  |  | MKr15 |  |  | INDSWH | 2050 |  | 0.91 |  |  | 3.725 | 0.22797 | 4.0064 |  |  |  |  | 0.29 | [7 empty] | 2050
Coal boiler |  | INDSDRHCOAN2 | Industrial heating technology Iron & Steel RH - Coal boiler (Hot Water) - new 2 | MKr15 | INDCOA | ISDRH | INDSWH | 2011 | 2011 | 0.89 |  | 25 | 3.725 | 0.25106 | 3.9382 | 0.031536 | 0.5 | 1 |  | 0.11 |  | 8 | 35 | 1.5 | 0.8 | 2.1 |  | 2020
Coal boiler |  |  |  | MKr15 |  |  | INDSWH | 2030 |  | 0.89 |  |  | 3.725 | 0.24287 | 3.9837 |  |  |  |  | 0.11 | [7 empty] | 2030
Coal boiler |  |  |  | MKr15 |  |  | INDSWH | 2050 |  | 0.91 |  |  | 3.725 | 0.22797 | 4.0064 |  |  |  |  | 0.09 | [7 empty] | 2050
Solar heating |  | INDSDRHSOLN1 | Industrial heating technology Iron & Steel RH - Solar - new 1 | MKr15 | INDSOL | ISDRH |  | 2011 | 2011 | 1 |  | 25 | 4.2857 | 0.02066 | 0 | 0.031536 | 0.09 | 1 |  |  |  | 0 | 0 | 0 | 0 | 0 |  | 2020
Solar heating |  |  |  | MKr15 |  |  |  | 2030 |  | 1 |  | 30 | 3.9286 | 0.023281 | 0 | [12 empty] | 2030
Solar heating |  |  |  | MKr15 |  |  |  | 2050 |  | 1 |  | 30 | 3.5714 | 0.021499 | 0 | [12 empty] | 2050
|  | * Heat Exchangers |  | MKr15
|  | * | Industrial heating technology Iron & Steel RH - central district heating - within DH area - new 1 | MKr15 | INDHCE | ISDRH |  | 2011 | 2011 | 0.96 |  | 30 | 1.17 | 0.058736 | 1.9463 | 0.031536 | 0.5
|  | * | Industrial heating technology Iron & Steel RH - decentral district heating - within DH area - new 1 | MKr15 | INDHDE | ISDRH |  | 2011 | 2011 | 0.96 |  | 30 | 1.25 | 0.058736 | 1.9463 | 0.031536 | 0.5
|  | * Electric appliances |  | MKr15
|  | INDSDLAELCN1 | Industry Iron & Steel LA Electricity Light Appliance - New 1 | MKr15 | INDELC | ISDLA |  | 2011 | 2011 | 1 |  | 10 |  |  |  |  | 0.9
|  |  |  | MKr15 |  |  |  | 2020
|  |  |  | MKr15 |  |  |  | 2030
|  |  |  | MKr15 |  |  |  | 2050
|  | INDSDEMELCN1 | Industry Iron & Steel EM Electricity Motors - New 1 | MKr15 | INDELC | ISDEM |  | 2011 | 2011 | 1 |  | 10 |  |  |  |  | 0.9
|  |  |  | MKr15 |  |  |  | 2020
|  |  |  | MKr15 |  |  |  | 2030
|  |  |  | MKr15 |  |  |  | 2050
|  | INDSDTFDSLN1 | Industry Iron & Steel TF Tractors, Trucks, Fishing boats - New 1 | MKr15 | INDDSL, INDDSB1, INDDSB2, INDHFO, INDDSE | ISDTF |  | 2011 | 2011 | 1 |  | 10 |  |  |  |  | 0.9
|  |  |  | MKr15 |  |  |  | 2020
|  |  |  | MKr15 |  |  |  | 2030
|  |  |  | MKr15 |  |  |  | 2050
|  | INDSDFLDH2N1 | Industry Iron & Steel TF Forklifts - New 1 | MKr15 | INDNGA, INDBGA, INDSNG1, INDSNG2, INDLPG, INDSNE, INDH2 | ISDFL |  | 2011 | 2011 | 1 |  | 10 |  |  |  |  | 0.9
|  |  |  | MKr15 |  |  |  | 2020
|  |  |  | MKr15 |  |  |  | 2030
|  |  |  | MKr15 |  |  |  | 2050
~FI_Process
| Sets | TechName | TechDesc | Tact | Tcap | Tslvl | PrimaryCG | Vintage
| *Process Set Membership | Technology Name | Technology Description | Activity Unit | Capacity Unit | TimeSlice level of Process Activity | Primary Commodity Group | Vintage Tracking
| * | * | Industrial heating technology Iron & Steel MT - Heat pump utilizing waste heat - new 1 | PJ | MW | DAYNITE |  | yes
| DMD | INDSDRHELCN1 | Industrial heating technology Iron & Steel RH - Heat pump utilizing waste heat - new 1 | PJ | MW | DAYNITE |  | yes
| * | * | Industrial heating technology Iron & Steel MT - Heat pump utilizing waste heat - new 1 | PJ | MW | DAYNITE |  | yes
| DMD | INDSDRHELCN2 | Industrial heating technology Iron & Steel RH - Heat driven heat pump utilizing waste heat - new 2 | PJ | MW | DAYNITE |  | yes
| * | * | Industrial heating technology Iron & Steel MT - Heat pump utilizing waste heat - new 1 | PJ | MW | DAYNITE |  | yes
| DMD | INDSDRHELCN3 | Industrial heating technology Iron & Steel RH - High Temp abs. Heat pump utilizing waste heat - new 3 | PJ | MW | DAYNITE |  | yes
| * | * | Industrial heating technology Iron & Steel MT - Heat pump utilizing waste heat - new 1 | PJ | MW | DAYNITE |  | yes
| DMD | INDSDRHELCN4 | Industrial heating technology Iron & Steel RH - Booster Heat pump utilizing waste heat - new 4 | PJ | MW | DAYNITE |  | yes
| * | * | Industrial heating technology Iron & Steel MT - Heat pump utilizing waste heat - new 1 | PJ | MW |  |  | yes
| * | * | Industrial heating technology Iron & Steel MT - Heat pump utilizing waste heat - new 1 | PJ | MW | DAYNITE |  | yes
| * | * | Industrial heating technology Iron & Steel MT - Heat pump utilizing waste heat - new 1 | PJ | MW | DAYNITE |  | yes
| * | * | Industrial heating technology Iron & Steel MT - Heat pump utilizing waste heat - new 1 | PJ | MW | DAYNITE |  | yes
| DMD | INDSDHTELCN8 | Industrial heating technology Iron & Steel HT - Electric boiler (Steam) - new 8 | PJ | MW | DAYNITE |  | yes
| DMD | INDSDMTELCN8 | Industrial heating technology Iron & Steel MT - Electric boiler (Steam) - new 8 | PJ | MW | DAYNITE |  | yes
| DMD | INDSDRHELCN8 | Industrial heating technology Iron & Steel RH - Electric boiler (Steam) - new 8 | PJ | MW | DAYNITE |  | yes
| DMD | INDSDMTELCN9 | Industrial heating technology Iron & Steel MT - Electric boiler (Hot Water) - new 9 | PJ | MW | DAYNITE |  | yes
| * | * | Industrial heating technology Iron & Steel MT - Heat pump utilizing waste heat - new 1 | PJ | MW | DAYNITE |  | yes
| * | * | Industrial heating technology Iron & Steel MT - Heat pump utilizing waste heat - new 1 | PJ | MW |  |  | yes
| DMD | INDSDMTWCHN1 | Industrial heating technology Iron & Steel MT - Wood chip boiler (Steam) - new 1 | PJ | MW |  |  | yes
| DMD | INDSDRHWCHN1 | Industrial heating technology Iron & Steel RH - Wood chip boiler (Steam) - new 1 | PJ | MW |  |  | yes
| DMD | INDSDMTWCHN2 | Industrial heating technology Iron & Steel MT - Wood chip boiler (Steam - condensing) - new 2 | PJ | MW |  |  | yes
| DMD | INDSDRHWCHN2 | Industrial heating technology Iron & Steel RH - Wood chip boiler (Steam - condensing) - new 2 | PJ | MW |  |  | yes
| DMD | INDSDMTWCHN3 | Industrial heating technology Iron & Steel MT - Wood chip boiler (Hot Water) - new 3 | PJ | MW |  |  | yes
| DMD | INDSDRHWCHN3 | Industrial heating technology Iron & Steel RH - Wood chip boiler (Hot Water) - new 3 | PJ | MW |  |  | yes
| DMD | INDSDMTWCHN4 | Industrial heating technology Iron & Steel MT - Wood chip boiler (Hot Water - condensing) - new 4 | PJ | MW |  |  | yes
| DMD | INDSDRHWCHN4 | Industrial heating technology Iron & Steel RH - Wood chip boiler (Hot Water- condensing) - new 4 | PJ | MW |  |  | yes
| DMD | INDSDHTELCN0 | Industrial heating technology Iron & Steel HT - Direct electric heating - new 10 | PJ | MW | DAYNITE |  | yes
| DMD | INDSDMTELCN0 | Industrial heating technology Iron & Steel MT - Direct electric heating - new 10 | PJ | MW | DAYNITE |  | yes
| DMD | INDSDHTDSEN1 | Industrial heating technology Iron & Steel HT - Oil boiler (Steam) - new 1 | PJ | MW |  |  | yes
| DMD | INDSDMTDSEN1 | Industrial heating technology Iron & Steel MT - Oil boiler (Steam) - new 1 | PJ | MW |  |  | yes
| DMD | INDSDRHDSEN1 | Industrial heating technology Iron & Steel RH - Oil boiler (Steam) - new 1 | PJ | MW |  |  | yes
| DMD | INDSDMTDSEN2 | Industrial heating technology Iron & Steel MT - Oil boiler (Steam - condensing) - new 2 | PJ | MW |  |  | yes
| DMD | INDSDRHDSEN2 | Industrial heating technology Iron & Steel RH - Oil boiler (Steam - condensing) - new 2 | PJ | MW |  |  | yes
| DMD | INDSDHTDH2N1 | Industrial heating technology Iron & Steel HT - Gas boiler (Steam) - new 1 | PJ | MW |  |  | yes
| DMD | INDSDMTDH2N1 | Industrial heating technology Iron & Steel MT - Gas boiler (Steam) - new 1 | PJ | MW |  |  | yes
| DMD | INDSDRHDH2N1 | Industrial heating technology Iron & Steel RH - Gas boiler (Steam) - new 1 | PJ | MW |  |  | yes
| DMD | INDSDMTDH2N2 | Industrial heating technology Iron & Steel MT - Gas boiler (Steam - condensing) - new 2 | PJ | MW |  |  | yes
| DMD | INDSDRHDH2N2 | Industrial heating technology Iron & Steel RH - Gas boiler (Steam - condensing) - new 2 | PJ | MW |  |  | yes
| DMD | INDSDMTDH2N3 | Industrial heating technology Iron & Steel MT - Gas boiler (Hot Water) - new 3 | PJ | MW |  |  | yes
| DMD | INDSDRHDH2N3 | Industrial heating technology Iron & Steel RH - Gas boiler (Hot Water) - new 3 | PJ | MW |  |  | yes
| DMD | INDSDMTDH2N4 | Industrial heating technology Iron & Steel MT - Gas boiler (Hot Water - condensing) - new 4 | PJ | MW |  |  | yes
| DMD | INDSDRHDH2N4 | Industrial heating technology Iron & Steel RH - Gas boiler (Hot Water- condensing) - new 4 | PJ | MW |  |  | yes
| DMD | INDSDHTDH2N5 | Industrial heating technology Iron & Steel HT - Gas boiler (Direct firing) - new 5 | PJ | MW |  |  | yes
| DMD | INDSDMTDH2N5 | Industrial heating technology Iron & Steel MT - Gas boiler (Direct firing) - new 5 | PJ | MW |  |  | yes
| DMD | INDSDHTCOAN1 | Industrial heating technology Iron & Steel HT - Coal boiler (Steam) - new 1 | PJ | MW |  |  | yes
| DMD | INDSDMTCOAN1 | Industrial heating technology Iron & Steel MT - Coal boiler (Steam) - new 1 | PJ | MW |  |  | yes
| DMD | INDSDRHCOAN1 | Industrial heating technology Iron & Steel RH - Coal boiler (Steam) - new 1 | PJ | MW |  |  | yes
| DMD | INDSDMTCOAN2 | Industrial heating technology Iron & Steel MT - Coal boiler (Hot Water) - new 2 | PJ | MW |  |  | yes
| DMD | INDSDRHCOAN2 | Industrial heating technology Iron & Steel RH - Coal boiler (Hot Water) - new 2 | PJ | MW |  |  | yes
| DMD | INDSDRHSOLN1 | Industrial heating technology Iron & Steel RH - Solar - new 1 | PJ | MW | DAYNITE |  | yes
| * | * | Industrial heating technology Iron & Steel MT - Heat pump utilizing waste heat - new 1 | PJ | MW | DAYNITE |  | yes
| * | * | Industrial heating technology Iron & Steel MT - Heat pump utilizing waste heat - new 1 | PJ | MW | DAYNITE |  | yes
| DMD | INDSDLAELCN1 | Industry Iron & Steel LA Electricity Light Appliance - New 1 | PJ | MW | DAYNITE |  | yes
| DMD | INDSDEMELCN1 | Industry Iron & Steel EM Electricity Motors - New 1 | PJ | MW | DAYNITE |  | yes
| DMD | INDSDTFDSLN1 | Industry Iron & Steel TF Tractors, Trucks, Fishing boats - New 1 | PJ | MW |  |  | yes
| DMD | INDSDFLDH2N1 | Industry Iron & Steel TF Forklifts - New 1 | PJ | MW |  |  | yes
~FI_Comm
CSet | Region | CommName | CommDesc | Unit | LimType | CTSLvl | PeakTS | Ctype
*Commodity Set Membership | Region Name | Commodity Name | Commodity Description | Unit | Sense of the Balance EQN. | Timeslice Level | Peak Monitoring | Electricity Indicator
ENV |  | IIDSOx | Industrial heating heating technology Iron & Steel - SOx emission | g/GJ
|  | IIDNOx | Industrial heating heating technology Iron & Steel - NOx emission | g/GJ
|  | IIDCH4 | Industrial heating heating technology Iron & Steel - CH4 emission | g/GJ
|  | IIDNO2 | Industrial heating heating technology Iron & Steel - NO2 emission | g/GJ
|  | IIDPM | Industrial heating heating technology Iron & Steel - Particle emission | g/GJ
NRG |  | INDSWH | Industrial heating technology Iron & Steel - Waste heat | PJ |  | DAYNITE
Note on E1: Andreas Helk ¦ Viegand Maagøe: Input for each sheet - Choose between the categories from the ENS catalogue. Used for looking up potentials
Note on S1: Andreas Helk ¦ Viegand Maagøe: Column number for looking up the right FLO_MARK (direct or indirect technologies)
Note on U1: Andreas Helk ¦ Viegand Maagøe: Base input for calculating waste heat in industry. Factor that estimates how much waste heat is generated within HT, MT and RH due to the processes involved and not the technology i.e. drying processes, evaporation, distilling etc. Should be sector-specific depending on the processes within each sector.
Note on E2: Andreas Helk ¦ Viegand Maagøe: Write a sector name for TechDesc and Comm-OUT
Note on G6: Andreas Helk ¦ Viegand Maagøe: Heat pumps are set to use both electricity and waste heat within industries.
Note on I6: Andreas Helk ¦ Viegand Maagøe: Boilers are also set to give out waste heat
Note on M6: Andreas Helk ¦ Viegand Maagøe: For heat pumps the COP value is loaded here for calculating the input shares. (* means that TIMES does not read the column)
Note on S6: Andreas Helk ¦ Viegand Maagøe: Consider looking into updating these
Note on X6: Maurizio Gargiulo: It is not possible to use the parameter like in here because we have more than one COMM-OUT. If you try to join the two tables you will get an error. We should move these information in a scenario file
Note on M9: Andreas Helk ¦ Viegand Maagøe: Heat pump COP is written in this column since they are not using air as heat source, but using the waste heat within the industry.
Note on T33: Andreas Helk ¦ Viegand Maagøe: Assumed that the traditional heat pumps are prioritized first, so the Abs. heat pump potential is what is left.
Note on T45: Andreas Helk ¦ Viegand Maagøe: Assumed that the traditional heat pumps are prioritized first, so the Booster heat pump potential is what is left.
Note on T183: Andreas Helk ¦ Viegand Maagøe: Not a part of the technology catalogue - manual input
Note on O187: Stefan Petrovic: =L6*0.95 was previously

## IND_Aluminium_new
|  | Sector name: | 3.Cement and non-metallic mineral (+Extraction of gravel and stone) | [13 empty] | Direct | Indirect | WH Base input: | HT | 0.3
|  |  | Aluminium | [13 empty] | 15 | 15 |  | MT | 0.2
|  |  | All aluminium Ht process is multiplied with 0.5 to assume the demand is for electricity not heat | [16 empty] | RH | 0
~FI_T
Sheet names (for lookups) |  | TechName | *TechDesc | CURR | Comm-IN | Comm-OUT | Comm-OUT-A | YEAR | START | EFF | *COP | LIFE | INVCOST | FIXOM | VAROM | CAP2ACT | AFA | FLO_MARK | Share-I~UP | VDA_FLOP |  | FEMIS~IADSOx | FEMIS~IADNOx | FEMIS~IADCH4 | FEMIS~IADNO2 | FEMIS~IADPM | * Source | Lookup year | Input~ELCC | EFF heat pumps moved to Trans file
*PlantName
|  | * | [10 empty] | Mkr/MW | Mkr/MW/year | Mkr/PJ | Factor | Factor |  |  |  |  | g/GJ | g/GJ | g/GJ | g/GJ | g/GJ
Trad. Heat pump 80C |  | * | Industrial heating technology Aluminium MT - Heat pump utilizing waste heat - new 1 | MKr15 | INDELC | IXDMT |  | 2020 | 2025 | 1 | 4.4755 | 20 | 5.4385 | 0.0149 | 6.7464 | 0.031536 | 0.5 | 0 | 0.22567 |  |  | 0 | 0 | 0 | 0 | 0 |  | 2020
Trad. Heat pump 80C |  | * |  | MKr15 | INDXWH | [13 empty] | 0.77433
Trad. Heat pump 80C |  | * |  | MKr15 | INDELC | IXDMT |  | 2030 |  | 1 | 4.5793 |  | 4.8425 | 0.0149 | 6.6222 |  |  |  | 0.22056 |  |  | 0 | 0 | 0 | 0 | 0 |  | 2030 |  |  |  | X
Trad. Heat pump 80C |  | * |  | MKr15 | INDXWH | [13 empty] | 0.77944 | [11 empty] | Sector | Aluminium
Trad. Heat pump 80C |  | * |  | MKr15 | INDELC | IXDMT |  | 2050 |  | 1 | 4.7191 |  | 4.321 | 0.0149 | 6.4567 |  |  |  | 0.21402 |  |  | 0 | 0 | 0 | 0 | 0 |  | 2050 |  |  | IXDHT | Aluminium industry Demand Heat High Temp. over 150C | IXDMT | Aluminium industry Demand Heat Medium Temp. up to 150C
Trad. Heat pump 80C |  | * |  | MKr15 | INDXWH | [13 empty] | 0.78598 | [11 empty] | IXDMT | Aluminium industry Demand Heat Medium Temp. up to 150C | IXDHT | Aluminium industry Demand Heat High Temp. over 150C
Trad. Heat pump 80C |  | INDXDRHELCN1 | Industrial heating technology Aluminium RH - Heat pump utilizing waste heat - new 1 | MKr15 | INDELC | IXDRH |  | 2020 | 2025 | 1 | 4.4755 | 20 | 5.4385 | 0.0149 | 6.7464 | 0.031536 | 0.5 | 1 | 0.22567 |  |  | 0 | 0 | 0 | 0 | 0 |  | 2020 |  |  | IXDRH | Aluminium industry Demand Heat Room Heat | IXDRH | Aluminium industry Demand Heat Room Heat
Trad. Heat pump 80C |  |  |  | MKr15 | INDXWH | [13 empty] | 0.77433 | [11 empty] | IXDLA | Aluminium industry Demand Light | IXDLA | Aluminium industry Demand Light
Trad. Heat pump 80C |  |  |  | MKr15 | INDELC | IXDRH |  | 2030 |  | 1 | 4.5793 |  | 4.8425 | 0.0149 | 6.6222 |  |  |  | 0.22056 |  |  | 0 | 0 | 0 | 0 | 0 |  | 2030 |  |  | IXDEM | Aluminium industry Demand Electric Motors | IXDEM | Aluminium industry Demand Electric Motors
Trad. Heat pump 80C |  |  |  | MKr15 | INDXWH | [13 empty] | 0.77944 | [11 empty] | IXDTF | Aluminium industry Demand Haulage Tractors, Trucks, Fishing boats, Forest machines | IXDTF | Aluminium industry Demand Haulage Tractors, Trucks, Fishing boats, Forest machines
Trad. Heat pump 80C |  |  |  | MKr15 | INDELC | IXDRH |  | 2050 |  | 1 | 4.7191 |  | 4.321 | 0.0149 | 6.4567 |  |  |  | 0.21402 |  |  | 0 | 0 | 0 | 0 | 0 |  | 2050 |  |  | IXDFL | Aluminium industry Demand Haulage Forklifts | IXDFL | Aluminium industry Demand Haulage Forklifts
Trad. Heat pump 80C |  |  |  | MKr15 | INDXWH | [13 empty] | 0.78598 | [11 empty] | INDXWH | Aluminium Industrial Waste Heat
Heat driven Heat pump 80C |  | * | Industrial heating technology Aluminium MT - Heat driven heat pump utilizing waste heat - new 2 | MKr15 | INDELC | IXDMT |  | 2020 | 2025 | 1 | 1.68 | 20 | 4.172 | 0.0149 | 2.0901 | 0.031536 | 0.5 | 0 | 0.60119 |  |  | 0 | 0 | 0 | 0 | 0 |  | 2020
Heat driven Heat pump 80C |  | * |  | MKr15 | INDXWH | [13 empty] | 0.39881 | [11 empty] | 1
Heat driven Heat pump 80C |  | * |  | MKr15 | INDELC | IXDMT |  | 2030 |  | 1 | 1.69 |  | 3.7995 | 0.0149 | 2.0694 |  |  |  | 0.59763 |  |  | 0 | 0 | 0 | 0 | 0 |  | 2030 |  |  | 2
Heat driven Heat pump 80C |  | * |  | MKr15 | INDXWH | [13 empty] | 0.40237 | [11 empty] | 3
Heat driven Heat pump 80C |  | * |  | MKr15 | INDELC | IXDMT |  | 2050 |  | 1 | 1.71 |  | 3.427 | 0.0149 | 2.0488 |  |  |  | 0.59064 |  |  | 0 | 0 | 0 | 0 | 0 |  | 2050 |  |  | 4
Heat driven Heat pump 80C |  | * |  | MKr15 | INDXWH | [13 empty] | 0.40936 | [11 empty] | 5 | 1.Food, beverages and tobacco
Heat driven Heat pump 80C |  | INDXDRHELCN2 | Industrial heating technology Aluminium RH - Heat driven heat pump utilizing waste heat - new 2 | MKr15 | INDELC | IXDRH |  | 2020 | 2025 | 1 | 1.68 | 20 | 4.172 | 0.0149 | 2.0901 | 0.031536 | 0.5 | 1 | 0.60119 |  |  | 0 | 0 | 0 | 0 | 0 |  | 2020 |  |  | 6
Heat driven Heat pump 80C |  |  |  | MKr15 | INDXWH | [13 empty] | 0.39881 | [11 empty] | 7 | 2.Commodity production
Heat driven Heat pump 80C |  |  |  | MKr15 | INDELC | IXDRH |  | 2030 |  | 1 | 1.69 |  | 3.7995 | 0.0149 | 2.0694 |  |  |  | 0.59763 |  |  | 0 | 0 | 0 | 0 | 0 |  | 2030 |  |  | 8
Heat driven Heat pump 80C |  |  |  | MKr15 | INDXWH | [13 empty] | 0.40237 | [11 empty] | 9 | 3.Cement and non-metallic mineral (+Extraction of gravel and stone)
Heat driven Heat pump 80C |  |  |  | MKr15 | INDELC | IXDRH |  | 2050 |  | 1 | 1.71 |  | 3.427 | 0.0149 | 2.0488 |  |  |  | 0.59064 |  |  | 0 | 0 | 0 | 0 | 0 |  | 2050 |  |  | 10
Heat driven Heat pump 80C |  |  |  | MKr15 | INDXWH | [13 empty] | 0.40936 | [11 empty] | 11 | 4.Chemical industry
High Temp abs. Heat pump 150C |  | * | Industrial heating technology Aluminium MT - High Temp abs. Heat pump utilizing waste heat - new 3 | MKr15 | INDELC | IXDMT |  | 2020 | 2025 | 1 | 2.75 | 20 | 7.1395 | 0.0072265 | 6.7464 | 0.031536 | 0.5 | 0 | 0.36727 |  |  | 0 | 0 | 0 | 0 | 0 |  | 2020 |  |  | 12
High Temp abs. Heat pump 150C |  | * |  | MKr15 | INDXWH | [13 empty] | 0.63273 | [11 empty] | 13 | 5.Metals, machinery and electronics
High Temp abs. Heat pump 150C |  | * |  | MKr15 | INDELC | IXDMT |  | 2030 |  | 1 | 2.875 |  | 6.3823 | 0.0064815 | 6.6222 |  |  |  | 0.3513 |  |  | 0 | 0 | 0 | 0 | 0 |  | 2030 |  |  | 14
High Temp abs. Heat pump 150C |  | * |  | MKr15 | INDXWH | [13 empty] | 0.6487
High Temp abs. Heat pump 150C |  | * |  | MKr15 | INDELC | IXDMT |  | 2050 |  | 1 | 3.025 |  | 5.7365 | 0.005364 | 6.4567 |  |  |  | 0.33388 |  |  | 0 | 0 | 0 | 0 | 0 |  | 2050
High Temp abs. Heat pump 150C |  | * |  | MKr15 | INDXWH | [13 empty] | 0.66612
High Temp abs. Heat pump 150C |  | INDXDRHELCN3 | Industrial heating technology Aluminium RH - High Temp abs. Heat pump utilizing waste heat - new 3 | MKr15 | INDELC | IXDRH |  | 2020 | 2025 | 1 | 2.75 | 20 | 7.1395 | 0.0072265 | 6.7464 | 0.031536 | 0.5 | 1 | 0.36727 |  |  | 0 | 0 | 0 | 0 | 0 |  | 2020
High Temp abs. Heat pump 150C |  |  |  | MKr15 | INDXWH | [13 empty] | 0.63273
High Temp abs. Heat pump 150C |  |  |  | MKr15 | INDELC | IXDRH |  | 2030 |  | 1 | 2.875 |  | 6.3823 | 0.0064815 | 6.6222 |  |  |  | 0.3513 |  |  | 0 | 0 | 0 | 0 | 0 |  | 2030
High Temp abs. Heat pump 150C |  |  |  | MKr15 | INDXWH | [13 empty] | 0.6487
High Temp abs. Heat pump 150C |  |  |  | MKr15 | INDELC | IXDRH |  | 2050 |  | 1 | 3.025 |  | 5.7365 | 0.005364 | 6.4567 |  |  |  | 0.33388 |  |  | 0 | 0 | 0 | 0 | 0 |  | 2050
High Temp abs. Heat pump 150C |  |  |  | MKr15 | INDXWH | [13 empty] | 0.66612
Booster Heat pump 150C |  | * | Industrial heating technology Aluminium MT - Booster Heat pump utilizing waste heat - new 4 | MKr15 | INDELC | IXDMT |  | 2020 | 2025 | 1 | 1.93 | 20 | 12.1589 | 0.0149 | 7.1189 | 0.031536 | 0.5 | 0 | 0.52332 |  |  | 0 | 0 | 0 | 0 | 0 |  | 2020
Booster Heat pump 150C |  | * |  | MKr15 | INDXWH | [13 empty] | 0.47668
Booster Heat pump 150C |  | * |  | MKr15 | INDELC | IXDMT |  | 2030 |  | 1 | 1.9894 |  | 9.8571 | 0.0149 | 6.974 |  |  |  | 0.50769 |  |  | 0 | 0 | 0 | 0 | 0 |  | 2030
Booster Heat pump 150C |  | * |  | MKr15 | INDXWH | [13 empty] | 0.49231
Booster Heat pump 150C |  | * |  | MKr15 | INDELC | IXDMT |  | 2050 |  | 1 | 2.051 |  | 6.9559 | 0.0149 | 6.7878 |  |  |  | 0.49245 |  |  | 0 | 0 | 0 | 0 | 0 |  | 2050
Booster Heat pump 150C |  | * |  | MKr15 | INDXWH | [13 empty] | 0.50755
Booster Heat pump 150C |  | INDXDRHELCN4 | Industrial heating technology Aluminium RH - Booster Heat pump utilizing waste heat - new 4 | MKr15 | INDELC | IXDRH |  | 2020 | 2025 | 1 | 1.93 | 20 | 12.1589 | 0.0149 | 7.1189 | 0.031536 | 0.5 | 1 | 0.52332 |  |  | 0 | 0 | 0 | 0 | 0 |  | 2020
Booster Heat pump 150C |  |  |  | MKr15 | INDXWH | [13 empty] | 0.47668
Booster Heat pump 150C |  |  |  | MKr15 | INDELC | IXDRH |  | 2030 |  | 1 | 1.9894 |  | 9.8571 | 0.0149 | 6.974 |  |  |  | 0.50769 |  |  | 0 | 0 | 0 | 0 | 0 |  | 2030
Booster Heat pump 150C |  |  |  | MKr15 | INDXWH | [13 empty] | 0.49231
Booster Heat pump 150C |  |  |  | MKr15 | INDELC | IXDRH |  | 2050 |  | 1 | 2.051 |  | 6.9559 | 0.0149 | 6.7878 |  |  |  | 0.49245 |  |  | 0 | 0 | 0 | 0 | 0 |  | 2050
Booster Heat pump 150C |  |  |  | MKr15 | INDXWH | [13 empty] | 0.50755
MVR |  | * | Industrial heating technology Aluminium MT - MVR utilizing waste heat - new 5 | MKr15 | INDELC | IXDMT |  | 2020 | 2025 | 1 | 12.1 | 25 | 2.6075 | 0.0149 | 5.2357 | 0.031536 | 0.5 | 0 | 0.083471 |  |  | 0 | 0 | 0 | 0 | 0 |  | 2020
MVR |  | * |  | MKr15 | INDXWH | [13 empty] | 0.91653
MVR |  | * |  | MKr15 | INDELC | IXDMT |  | 2030 |  | 1 | 12.7 |  | 2.4585 | 0.0149 | 5.0701 |  |  |  | 0.079528 |  |  | 0 | 0 | 0 | 0 | 0 |  | 2030
MVR |  | * |  | MKr15 | INDXWH | [13 empty] | 0.92047
MVR |  | * |  | MKr15 | INDELC | IXDMT |  | 2050 |  | 1 | 13.8 |  | 2.3095 | 0.0149 | 4.8839 |  |  |  | 0.073188 |  |  | 0 | 0 | 0 | 0 | 0 |  | 2050
MVR |  | * |  | MKr15 | INDXWH | [13 empty] | 0.92681
Hotdisc |  | * | Industrial heating technology Aluminium HT - Hotdisc - new 1 | MKr15 | INDWST | IXDHT | INDXWH | 2011 | 2011 | 0.45 |  | 20 | 3.725 | 0.00298 | 2.4316 | 0.031536 | 0.5 | 0 |  | 0.85 |  | 8.3 | 56 | 0.1 | 1 | 0.29 |  | 2020
Hotdisc |  | * |  | MKr15 |  |  | INDXWH | 2030 |  | 0.455 |  |  | 3.4643 | 0.00298 | 2.473 |  |  |  |  | 0.845 |  | 8.3 | 45 | 0.1 | 1 | 0.29 |  | 2030
Hotdisc |  | * |  | MKr15 |  |  | INDXWH | 2050 |  | 0.465 |  |  | 3.3525 | 0.00298 | 2.4937 |  |  |  |  | 0.835 |  | 8.3 | 11 | 0.1 | 1 | 0.29 |  | 2050
Dielectric heating |  | * | Industrial heating technology Aluminium MT - Dielectric heating - new 6 | MKr15 | INDELC | IXDMT | INDXWH | 2011 | 2011 | 0.95 |  | 30 | 20.115 | 0 | 94.8282 | 0.031536 | 0.5 | 0 |  | 0.25 |  | 0 | 0 | 0 | 0 | 0 |  | 2020
Dielectric heating |  | * |  | MKr15 |  |  | INDXWH | 2030 |  | 0.95 |  |  | 19.5116 | 0 | 94.8323 |  |  |  |  | 0.25 |  | 0 | 0 | 0 | 0 | 0 |  | 2030
Dielectric heating |  | * |  | MKr15 |  |  | INDXWH | 2050 |  | 0.95 |  |  | 18.1035 | 0 | 94.8344 |  |  |  |  | 0.25 |  | 0 | 0 | 0 | 0 | 0 |  | 2050
Infrared |  | * | Industrial heating technology Aluminium MT - Infrared heating - new 7 | MKr15 | INDELC | IXDMT | INDXWH | 2011 | 2011 | 0.96 |  | 30 | 2.6075 | 0 | 242.2761 | 0.031536 | 0.5 | 0 |  | 0.24 |  | 0 | 0 | 0 | 0 | 0 |  | 2020
Infrared |  | * |  | MKr15 |  |  | INDXWH | 2030 |  | 0.96 |  |  | 2.533 | 0 | 242.2802 |  |  |  |  | 0.24 |  | 0 | 0 | 0 | 0 | 0 |  | 2030
Infrared |  | * |  | MKr15 |  |  | INDXWH | 2050 |  | 0.96 |  |  | 2.3468 | 0 | 242.2823 |  |  |  |  | 0.24 |  | 0 | 0 | 0 | 0 | 0 |  | 2050
Electric boiler |  | INDXDHTELCN8 | Industrial heating technology Aluminium HT - Electric boiler (Steam) - new 8 | MKr15 | INDELC | IXDHT | INDXWH | 2011 | 2011 | 0.495 |  | 25 | 0.596 | 0.0079715 | 1.7901 | 0.031536 | 0.5 | 1 |  | 0.805 |  | 0 | 0 | 0 | 0 | 0 |  | 2020
Electric boiler |  |  |  | MKr15 |  |  | INDXWH | 2030 |  | 0.495 |  |  | 0.5215 | 0.007599 | 1.8108 |  |  |  |  | 0.805 |  | 0 | 0 | 0 | 0 | 0 |  | 2030
Electric boiler |  |  |  | MKr15 |  |  | INDXWH | 2050 |  | 0.495 |  |  | 0.5215 | 0.006854 | 1.6142 |  |  |  |  | 0.805 |  | 0 | 0 | 0 | 0 | 0 |  | 2050
Electric boiler |  | INDXDMTELCN8 | Industrial heating technology Aluminium MT - Electric boiler (Steam) - new 8 | MKr15 | INDELC | IXDMT | INDXWH | 2011 | 2011 | 0.99 |  | 25 | 0.596 | 0.0079715 | 1.7901 | 0.031536 | 0.5 | 1 |  | 0.21 |  | 0 | 0 | 0 | 0 | 0 |  | 2020
Electric boiler |  |  |  | MKr15 |  |  | INDXWH | 2030 |  | 0.99 |  |  | 0.5215 | 0.007599 | 1.8108 |  |  |  |  | 0.21 |  | 0 | 0 | 0 | 0 | 0 |  | 2030
Electric boiler |  |  |  | MKr15 |  |  | INDXWH | 2050 |  | 0.99 |  |  | 0.5215 | 0.006854 | 1.6142 |  |  |  |  | 0.21 |  | 0 | 0 | 0 | 0 | 0 |  | 2050
Electric boiler |  | INDXDRHELCN8 | Industrial heating technology Aluminium RH - Electric boiler (Steam) - new 8 | MKr15 | INDELC | IXDRH | INDXWH | 2011 | 2011 | 0.99 |  | 25 | 0.596 | 0.0079715 | 1.7901 | 0.031536 | 0.5 | 1 |  | 0.01 |  | 0 | 0 | 0 | 0 | 0 |  | 2020
Electric boiler |  |  |  | MKr15 |  |  | INDXWH | 2030 |  | 0.99 |  |  | 0.5215 | 0.007599 | 1.8108 |  |  |  |  | 0.01 |  | 0 | 0 | 0 | 0 | 0 |  | 2030
Electric boiler |  |  |  | MKr15 |  |  | INDXWH | 2050 |  | 0.99 |  |  | 0.5215 | 0.006854 | 1.6142 |  |  |  |  | 0.01 |  | 0 | 0 | 0 | 0 | 0 |  | 2050
Electric boiler |  | INDXDMTELCN9 | Industrial heating technology Aluminium MT - Electric boiler (Hot Water) - new 9 | MKr15 | INDELC | IXDMT | INDXWH | 2011 | 2011 | 0.99 |  | 25 | 0.5215 | 0.0079715 | 1.7901 | 0.031536 | 0.5 | 1 |  | 0.21 |  | 0 | 0 | 0 | 0 | 0 |  | 2020
Electric boiler |  |  |  | MKr15 |  |  | INDXWH | 2030 |  | 0.99 |  |  | 0.447 | 0.007599 | 1.8108 |  |  |  |  | 0.21 |  | 0 | 0 | 0 | 0 | 0 |  | 2030
Electric boiler |  |  |  | MKr15 |  |  | INDXWH | 2050 |  | 0.99 |  |  | 0.447 | 0.006854 | 1.6142 |  |  |  |  | 0.21 |  | 0 | 0 | 0 | 0 | 0 |  | 2050
Electric boiler |  | INDXDRHELCN9 | Industrial heating technology Aluminium RH - Electric boiler (Hot Water) - new 9 | MKr15 | INDELC | IXDRH | INDXWH | 2011 | 2011 | 0.99 |  | 25 | 0.5215 | 0.0079715 | 1.7901 | 0.031536 | 0.5 | 1 |  | 0.01 |  | 0 | 0 | 0 | 0 | 0 |  | 2020
Electric boiler |  |  |  | MKr15 |  |  | INDXWH | 2030 |  | 0.99 |  |  | 0.447 | 0.007599 | 1.8108 |  |  |  |  | 0.01 |  | 0 | 0 | 0 | 0 | 0 |  | 2030
Electric boiler |  |  |  | MKr15 |  |  | INDXWH | 2050 |  | 0.99 |  |  | 0.447 | 0.006854 | 1.6142 |  |  |  |  | 0.01 |  | 0 | 0 | 0 | 0 | 0 |  | 2050
Biomass boiler |  | * | Industrial heating technology Aluminium HT - Wood chip boiler (Steam) - new 1 | MKr15 | INDWCH | IXDHT | INDXWH | 2011 | 2011 | 0.445 |  | 25 | 4.6055 | 0.25106 | 5.751 | 0.031536 | 0.5 | 0 |  | 0.855 |  | 11 | 63 | 11 | 3 | 10 |  | 2020
Biomass boiler |  | * |  | MKr15 |  |  | INDXWH | 2030 |  | 0.445 |  |  | 4.4023 | 0.26745 | 5.8462 |  |  |  |  | 0.855 |  | 11 | 49 | 8 | 3 | 10 |  | 2030
Biomass boiler |  | * |  | MKr15 |  |  | INDXWH | 2050 |  | 0.45 |  |  | 3.9959 | 0.25106 | 5.8938 |  |  |  |  | 0.85 |  | 11 | 41 | 4 | 1 | 10 |  | 2050
Biomass boiler |  | INDXDMTWCHN1 | Industrial heating technology Aluminium MT - Wood chip boiler (Steam) - new 1 | MKr15 | INDWCH | IXDMT | INDXWH | 2011 | 2011 | 0.89 |  | 25 | 4.6055 | 0.25106 | 5.751 | 0.031536 | 0.5 | 1 |  | 0.31 |  | 11 | 63 | 11 | 3 | 10 |  | 2020
Biomass boiler |  |  |  | MKr15 |  |  | INDXWH | 2030 |  | 0.89 |  |  | 4.4023 | 0.26745 | 5.8462 |  |  |  |  | 0.31 |  | 11 | 49 | 8 | 3 | 10 |  | 2030
Biomass boiler |  |  |  | MKr15 |  |  | INDXWH | 2050 |  | 0.9 |  |  | 3.9959 | 0.25106 | 5.8938 |  |  |  |  | 0.3 |  | 11 | 41 | 4 | 1 | 10 |  | 2050
Biomass boiler |  | INDXDRHWCHN1 | Industrial heating technology Aluminium RH - Wood chip boiler (Steam) - new 1 | MKr15 | INDWCH | IXDRH | INDXWH | 2011 | 2011 | 0.89 |  | 25 | 4.6055 | 0.25106 | 5.751 | 0.031536 | 0.5 | 1 |  | 0.11 |  | 11 | 63 | 11 | 3 | 10 |  | 2020
Biomass boiler |  |  |  | MKr15 |  |  | INDXWH | 2030 |  | 0.89 |  |  | 4.4023 | 0.26745 | 5.8462 |  |  |  |  | 0.11 |  | 11 | 49 | 8 | 3 | 10 |  | 2030
Biomass boiler |  |  |  | MKr15 |  |  | INDXWH | 2050 |  | 0.9 |  |  | 3.9959 | 0.25106 | 5.8938 |  |  |  |  | 0.1 |  | 11 | 41 | 4 | 1 | 10 |  | 2050
Biomass boiler |  | INDXDMTWCHN2 | Industrial heating technology Aluminium MT - Wood chip boiler (Steam - condensing) - new 2 | MKr15 | INDWCH | IXDMT | INDXWH | 2011 | 2011 | 1.1619 |  | 25 | 5.066 | 0.27565 | 5.751 | 0.031536 | 0.5 | 1 |  | 0.038104 |  | 11 | 63 | 11 | 3 | 10 |  | 2020
Biomass boiler |  |  |  | MKr15 |  |  | INDXWH | 2030 |  | 1.1619 |  |  | 4.8425 | 0.26745 | 5.8462 |  |  |  |  | 0.038104 |  | 11 | 49 | 8 | 3 | 10 |  | 2030
Biomass boiler |  |  |  | MKr15 |  |  | INDXWH | 2050 |  | 1.1619 |  |  | 4.3955 | 0.25106 | 5.8938 |  |  |  |  | 0.038104 |  | 11 | 41 | 4 | 1 | 10 |  | 2050
Biomass boiler |  | INDXDRHWCHN2 | Industrial heating technology Aluminium RH - Wood chip boiler (Steam - condensing) - new 2 | MKr15 | INDWCH | IXDRH | INDXWH | 2011 | 2011 | 1.1619 |  | 25 | 5.066 | 0.27565 | 5.751 | 0.031536 | 0.5 | 1 |  | 0 |  | 11 | 63 | 11 | 3 | 10 |  | 2020
Biomass boiler |  |  |  | MKr15 |  |  | INDXWH | 2030 |  | 1.1619 |  |  | 4.8425 | 0.26745 | 5.8462 |  |  |  |  | 0 |  | 11 | 49 | 8 | 3 | 10 |  | 2030
Biomass boiler |  |  |  | MKr15 |  |  | INDXWH | 2050 |  | 1.1619 |  |  | 4.3955 | 0.25106 | 5.8938 |  |  |  |  | 0 |  | 11 | 41 | 4 | 1 | 10 |  | 2050
Biomass boiler |  | INDXDMTWCHN3 | Industrial heating technology Aluminium MT - Wood chip boiler (Hot Water) - new 3 | MKr15 | INDWCH | IXDMT | INDXWH | 2011 | 2011 | 0.9 |  | 25 | 4.6055 | 0.25106 | 5.751 | 0.031536 | 0.5 | 1 |  | 0.3 |  | 11 | 63 | 11 | 3 | 10 |  | 2020
Biomass boiler |  |  |  | MKr15 |  |  | INDXWH | 2030 |  | 0.9 |  |  | 4.4023 | 0.26745 | 5.8462 |  |  |  |  | 0.3 |  | 11 | 49 | 8 | 3 | 10 |  | 2030
Biomass boiler |  |  |  | MKr15 |  |  | INDXWH | 2050 |  | 0.91 |  |  | 3.9959 | 0.25106 | 5.8938 |  |  |  |  | 0.29 |  | 11 | 41 | 4 | 1 | 10 |  | 2050
Biomass boiler |  | INDXDRHWCHN3 | Industrial heating technology Aluminium RH - Wood chip boiler (Hot Water) - new 3 | MKr15 | INDWCH | IXDRH | INDXWH | 2011 | 2011 | 0.9 |  | 25 | 4.6055 | 0.25106 | 5.751 | 0.031536 | 0.5 | 1 |  | 0.1 |  | 11 | 63 | 11 | 3 | 10 |  | 2020
Biomass boiler |  |  |  | MKr15 |  |  | INDXWH | 2030 |  | 0.9 |  |  | 4.4023 | 0.26745 | 5.8462 |  |  |  |  | 0.1 |  | 11 | 49 | 8 | 3 | 10 |  | 2030
Biomass boiler |  |  |  | MKr15 |  |  | INDXWH | 2050 |  | 0.91 |  |  | 3.9959 | 0.25106 | 5.8938 |  |  |  |  | 0.09 |  | 11 | 41 | 4 | 1 | 10 |  | 2050
Biomass boiler |  | INDXDMTWCHN4 | Industrial heating technology Aluminium MT - Wood chip boiler (Hot Water - condensing) - new 4 | MKr15 | INDWCH | IXDMT | INDXWH | 2011 | 2011 | 1.1619 |  | 25 | 5.066 | 0.27565 | 5.751 | 0.031536 | 0.5 | 1 |  | 0.038104 |  | 11 | 63 | 11 | 3 | 10 |  | 2020
Biomass boiler |  |  |  | MKr15 |  |  | INDXWH | 2030 |  | 1.1619 |  |  | 4.8425 | 0.26745 | 5.8462 |  |  |  |  | 0.038104 |  | 11 | 49 | 8 | 3 | 10 |  | 2030
Biomass boiler |  |  |  | MKr15 |  |  | INDXWH | 2050 |  | 1.1619 |  |  | 4.3955 | 0.25106 | 5.8938 |  |  |  |  | 0.038104 |  | 11 | 41 | 4 | 1 | 10 |  | 2050
Biomass boiler |  | INDXDRHWCHN4 | Industrial heating technology Aluminium RH - Wood chip boiler (Hot Water- condensing) - new 4 | MKr15 | INDWCH | IXDRH | INDXWH | 2011 | 2011 | 1.1619 |  | 25 | 5.066 | 0.27565 | 5.751 | 0.031536 | 0.5 | 1 |  | 0 |  | 11 | 63 | 11 | 3 | 10 |  | 2020
Biomass boiler |  |  |  | MKr15 |  |  | INDXWH | 2030 |  | 1.1619 |  |  | 4.8425 | 0.26745 | 5.8462 |  |  |  |  | 0 |  | 11 | 49 | 8 | 3 | 10 |  | 2030
Biomass boiler |  |  |  | MKr15 |  |  | INDXWH | 2050 |  | 1.1619 |  |  | 4.3955 | 0.25106 | 5.8938 |  |  |  |  | 0 |  | 11 | 41 | 4 | 1 | 10 |  | 2050
Direct electric heating |  | INDXDHTELCN0 | Industrial heating technology Aluminium HT - Direct electric heating - new 10 | MKr15 | INDELC | IXDHT | INDXWH | 2011 | 2011 | 1 |  | 12.5 | 0.447 | 0 | 0.37767 | 0.031536 | 0.5 | 1 |  | 0.3 |  | 0 | 0 | 0 | 0 | 0 |  | 2020
Direct electric heating |  |  |  | MKr15 |  |  | INDXWH | 2030 |  | 1 |  |  | 0.447 | 0 | 0.38802 |  |  |  |  | 0.3 |  | 0 | 0 | 0 | 0 | 0 |  | 2030
Direct electric heating |  |  |  | MKr15 |  |  | INDXWH | 2050 |  | 1 |  |  | 0.447 | 0 | 0.39319 |  |  |  |  | 0.3 |  | 0 | 0 | 0 | 0 | 0 |  | 2050
Direct electric heating |  | INDXDMTELCN0 | Industrial heating technology Aluminium MT - Direct electric heating - new 10 | MKr15 | INDELC | IXDMT | INDXWH | 2011 | 2011 | 1 |  | 12.5 | 0.447 | 0 | 0.37767 | 0.031536 | 0.5 | 1 |  | 0.2 |  | 0 | 0 | 0 | 0 | 0 |  | 2020
Direct electric heating |  |  |  | MKr15 |  |  | INDXWH | 2030 |  | 1 |  |  | 0.447 | 0 | 0.38802 |  |  |  |  | 0.2 |  | 0 | 0 | 0 | 0 | 0 |  | 2030
Direct electric heating |  |  |  | MKr15 |  |  | INDXWH | 2050 |  | 1 |  |  | 0.447 | 0 | 0.39319 |  |  |  |  | 0.2 |  | 0 | 0 | 0 | 0 | 0 |  | 2050
Oil-fired boiler_NEW |  | INDXDHTDSEN1 | Industrial heating technology Aluminium HT - Oil boiler (Steam) - new 1 | MKr15 | INDDSL, INDDSB1, INDDSB2, INDHFO, INDDSE | IXDHT | INDXWH | 2011 | 2011 | 0.47 |  | 25 | 0.40975 | 0.01341 | 2.0694 | 0.031536 | 0.5 | 1 |  | 0.83 |  | 0.5 | 25 | 0 | 0 | 0.1 |  | 2020
Oil-fired boiler_NEW |  |  |  | MKr15 |  |  | INDXWH | 2030 |  | 0.475 |  |  | 0.34699 | 0.012665 | 1.8625 |  |  |  |  | 0.825 |  | 0.5 | 20 | 0 | 0 | 0.1 |  | 2030
Oil-fired boiler_NEW |  |  |  | MKr15 |  |  | INDXWH | 2050 |  | 0.48 |  |  | 0.32814 | 0.011175 | 1.8625 |  |  |  |  | 0.82 |  | 0.5 | 15 | 0 | 0 | 0.1 |  | 2050
Oil-fired boiler_NEW |  | INDXDMTDSEN1 | Industrial heating technology Aluminium MT - Oil boiler (Steam) - new 1 | MKr15 | INDDSL, INDDSB1, INDDSB2, INDHFO, INDDSE | IXDMT | INDXWH | 2011 | 2011 | 0.94 |  | 25 | 0.40975 | 0.01341 | 2.0694 | 0.031536 | 0.5 | 1 |  | 0.26 |  | 0.5 | 25 | 0 | 0 | 0.1 |  | 2020
Oil-fired boiler_NEW |  |  |  | MKr15 |  |  | INDXWH | 2030 |  | 0.95 |  |  | 0.34699 | 0.012665 | 1.8625 |  |  |  |  | 0.25 |  | 0.5 | 20 | 0 | 0 | 0.1 |  | 2030
Oil-fired boiler_NEW |  |  |  | MKr15 |  |  | INDXWH | 2050 |  | 0.96 |  |  | 0.32814 | 0.011175 | 1.8625 |  |  |  |  | 0.24 |  | 0.5 | 15 | 0 | 0 | 0.1 |  | 2050
Oil-fired boiler_NEW |  | INDXDRHDSEN1 | Industrial heating technology Aluminium RH - Oil boiler (Steam) - new 1 | MKr15 | INDDSL, INDDSB1, INDDSB2, INDHFO, INDDSE | IXDRH | INDXWH | 2011 | 2011 | 0.94 |  | 25 | 0.40975 | 0.01341 | 2.0694 | 0.031536 | 0.5 | 1 |  | 0.06 |  | 0.5 | 25 | 0 | 0 | 0.1 |  | 2020
Oil-fired boiler_NEW |  |  |  | MKr15 |  |  | INDXWH | 2030 |  | 0.95 |  |  | 0.34699 | 0.012665 | 1.8625 |  |  |  |  | 0.05 |  | 0.5 | 20 | 0 | 0 | 0.1 |  | 2030
Oil-fired boiler_NEW |  |  |  | MKr15 |  |  | INDXWH | 2050 |  | 0.96 |  |  | 0.32814 | 0.011175 | 1.8625 |  |  |  |  | 0.04 |  | 0.5 | 15 | 0 | 0 | 0.1 |  | 2050
Oil-fired boiler_NEW |  | INDXDMTDSEN2 | Industrial heating technology Aluminium MT - Oil boiler (Steam - condensing) - new 2 | MKr15 | INDDSL, INDDSB1, INDDSB2, INDHFO, INDDSE | IXDMT | INDXWH | 2011 | 2011 | 0.95 |  | 25 | 0.3278 | 0.01341 | 2.0694 | 0.031536 | 0.5 | 1 |  | 0.25 |  | 0.5 | 25 | 0 | 0 | 0.1 |  | 2020
Oil-fired boiler_NEW |  |  |  | MKr15 |  |  | INDXWH | 2030 |  | 0.96 |  |  | 0.2776 | 0.012665 | 1.8625 |  |  |  |  | 0.24 |  | 0.5 | 20 | 0 | 0 | 0.1 |  | 2030
Oil-fired boiler_NEW |  |  |  | MKr15 |  |  | INDXWH | 2050 |  | 0.97 |  |  | 0.26251 | 0.011175 | 1.8625 |  |  |  |  | 0.23 |  | 0.5 | 15 | 0 | 0 | 0.1 |  | 2050
Oil-fired boiler_NEW |  | INDXDRHDSEN2 | Industrial heating technology Aluminium RH - Oil boiler (Steam - condensing) - new 2 | MKr15 | INDDSL, INDDSB1, INDDSB2, INDHFO, INDDSE | IXDRH | INDXWH | 2011 | 2011 | 0.95 |  | 25 | 0.3278 | 0.01341 | 2.0694 | 0.031536 | 0.5 | 1 |  | 0.05 |  | 0.5 | 25 | 0 | 0 | 0.1 |  | 2020
Oil-fired boiler_NEW |  |  |  | MKr15 |  |  | INDXWH | 2030 |  | 0.96 |  |  | 0.2776 | 0.012665 | 1.8625 |  |  |  |  | 0.04 |  | 0.5 | 20 | 0 | 0 | 0.1 |  | 2030
Oil-fired boiler_NEW |  |  |  | MKr15 |  |  | INDXWH | 2050 |  | 0.97 |  |  | 0.26251 | 0.011175 | 1.8625 |  |  |  |  | 0.03 |  | 0.5 | 15 | 0 | 0 | 0.1 |  | 2050
Natural gas boiler_NEW |  | INDXDHTDH2N1 | Industrial heating technology Aluminium HT - Gas boiler (Steam) - new 1 | MKr15 | INDNGA, INDBGA, INDSNG1, INDSNG2, INDLPG, INDSNE, INDH2 | IXDHT | INDXWH | 2011 | 2011 | 0.46 |  | 25 | 0.40636 | 0.0149 | 2.2764 | 0.031536 | 0.5 | 1 |  | 0.84 |  | 0.3 | 9 | 3 | 1 | 0.1 |  | 2020
Natural gas boiler_NEW |  |  |  | MKr15 |  |  | INDXWH | 2030 |  | 0.465 |  |  | 0.33864 | 0.014155 | 2.0694 |  |  |  |  | 0.835 |  | 0.3 | 7 | 2 | 1 | 0.1 |  | 2030
Natural gas boiler_NEW |  |  |  | MKr15 |  |  | INDXWH | 2050 |  | 0.47 |  |  | 0.33864 | 0.012665 | 2.0694 |  |  |  |  | 0.83 |  | 0.3 | 6 | 2 | 1 | 0.1 |  | 2050
Natural gas boiler_NEW |  | INDXDMTDH2N1 | Industrial heating technology Aluminium MT - Gas boiler (Steam) - new 1 | MKr15 | INDNGA, INDBGA, INDSNG1, INDSNG2, INDLPG, INDSNE, INDH2 | IXDMT | INDXWH | 2011 | 2011 | 0.92 |  | 25 | 0.40636 | 0.0149 | 2.2764 | 0.031536 | 0.5 | 1 |  | 0.28 |  | 0.3 | 9 | 3 | 1 | 0.1 |  | 2020
Natural gas boiler_NEW |  |  |  | MKr15 |  |  | INDXWH | 2030 |  | 0.93 |  |  | 0.33864 | 0.014155 | 2.0694 |  |  |  |  | 0.27 |  | 0.3 | 7 | 2 | 1 | 0.1 |  | 2030
Natural gas boiler_NEW |  |  |  | MKr15 |  |  | INDXWH | 2050 |  | 0.94 |  |  | 0.33864 | 0.012665 | 2.0694 |  |  |  |  | 0.26 |  | 0.3 | 6 | 2 | 1 | 0.1 |  | 2050
Natural gas boiler_NEW |  | INDXDRHDH2N1 | Industrial heating technology Aluminium RH - Gas boiler (Steam) - new 1 | MKr15 | INDNGA, INDBGA, INDSNG1, INDSNG2, INDLPG, INDSNE, INDH2 | IXDRH | INDXWH | 2011 | 2011 | 0.92 |  | 25 | 0.40636 | 0.0149 | 2.2764 | 0.031536 | 0.5 | 1 |  | 0.08 |  | 0.3 | 9 | 3 | 1 | 0.1 |  | 2020
Natural gas boiler_NEW |  |  |  | MKr15 |  |  | INDXWH | 2030 |  | 0.93 |  |  | 0.33864 | 0.014155 | 2.0694 |  |  |  |  | 0.07 |  | 0.3 | 7 | 2 | 1 | 0.1 |  | 2030
Natural gas boiler_NEW |  |  |  | MKr15 |  |  | INDXWH | 2050 |  | 0.94 |  |  | 0.33864 | 0.012665 | 2.0694 |  |  |  |  | 0.06 |  | 0.3 | 6 | 2 | 1 | 0.1 |  | 2050
Natural gas boiler_NEW |  | INDXDMTDH2N2 | Industrial heating technology Aluminium MT - Gas boiler (Steam - condensing) - new 2 | MKr15 | INDNGA, INDBGA, INDSNG1, INDSNG2, INDLPG, INDSNE, INDH2 | IXDMT | INDXWH | 2011 | 2011 | 1.01 |  | 25 | 0.447 | 0.0149 | 2.2764 | 0.031536 | 0.5 | 1 |  | 0.19 |  | 0.3 | 9 | 3 | 1 | 0.1 |  | 2020
Natural gas boiler_NEW |  |  |  | MKr15 |  |  | INDXWH | 2030 |  | 1.03 |  |  | 0.3725 | 0.014155 | 2.0694 |  |  |  |  | 0.17 |  | 0.3 | 7 | 2 | 1 | 0.1 |  | 2030
Natural gas boiler_NEW |  |  |  | MKr15 |  |  | INDXWH | 2050 |  | 1.03 |  |  | 0.3725 | 0.012665 | 2.0694 |  |  |  |  | 0.17 |  | 0.3 | 6 | 2 | 1 | 0.1 |  | 2050
Natural gas boiler_NEW |  | INDXDRHDH2N2 | Industrial heating technology Aluminium RH - Gas boiler (Steam - condensing) - new 2 | MKr15 | INDNGA, INDBGA, INDSNG1, INDSNG2, INDLPG, INDSNE, INDH2 | IXDRH | INDXWH | 2011 | 2011 | 1.01 |  | 25 | 0.447 | 0.0149 | 2.2764 | 0.031536 | 0.5 | 1 |  | 0 |  | 0.3 | 9 | 3 | 1 | 0.1 |  | 2020
Natural gas boiler_NEW |  |  |  | MKr15 |  |  | INDXWH | 2030 |  | 1.03 |  |  | 0.3725 | 0.014155 | 2.0694 |  |  |  |  | 0 |  | 0.3 | 7 | 2 | 1 | 0.1 |  | 2030
Natural gas boiler_NEW |  |  |  | MKr15 |  |  | INDXWH | 2050 |  | 1.03 |  |  | 0.3725 | 0.012665 | 2.0694 |  |  |  |  | 0 |  | 0.3 | 6 | 2 | 1 | 0.1 |  | 2050
Natural gas boiler_NEW |  | INDXDMTDH2N3 | Industrial heating technology Aluminium MT - Gas boiler (Hot Water) - new 3 | MKr15 | INDNGA, INDBGA, INDSNG1, INDSNG2, INDLPG, INDSNE, INDH2 | IXDMT | INDXWH | 2011 | 2011 | 0.93 |  | 25 | 0.32509 | 0.0149 | 2.2764 | 0.031536 | 0.5 | 1 |  | 0.27 |  | 0.3 | 9 | 3 | 1 | 0.1 |  | 2020
Natural gas boiler_NEW |  |  |  | MKr15 |  |  | INDXWH | 2030 |  | 0.94 |  |  | 0.27091 | 0.014155 | 2.0694 |  |  |  |  | 0.26 |  | 0.3 | 7 | 2 | 1 | 0.1 |  | 2030
Natural gas boiler_NEW |  |  |  | MKr15 |  |  | INDXWH | 2050 |  | 0.95 |  |  | 0.27091 | 0.012665 | 2.0694 |  |  |  |  | 0.25 |  | 0.3 | 6 | 2 | 1 | 0.1 |  | 2050
Natural gas boiler_NEW |  | INDXDRHDH2N3 | Industrial heating technology Aluminium RH - Gas boiler (Hot Water) - new 3 | MKr15 | INDNGA, INDBGA, INDSNG1, INDSNG2, INDLPG, INDSNE, INDH2 | IXDRH | INDXWH | 2011 | 2011 | 0.93 |  | 25 | 0.32509 | 0.0149 | 2.2764 | 0.031536 | 0.5 | 1 |  | 0.07 |  | 0.3 | 9 | 3 | 1 | 0.1 |  | 2020
Natural gas boiler_NEW |  |  |  | MKr15 |  |  | INDXWH | 2030 |  | 0.94 |  |  | 0.27091 | 0.014155 | 2.0694 |  |  |  |  | 0.06 |  | 0.3 | 7 | 2 | 1 | 0.1 |  | 2030
Natural gas boiler_NEW |  |  |  | MKr15 |  |  | INDXWH | 2050 |  | 0.95 |  |  | 0.27091 | 0.012665 | 2.0694 |  |  |  |  | 0.05 |  | 0.3 | 6 | 2 | 1 | 0.1 |  | 2050
Natural gas boiler_NEW |  | INDXDMTDH2N4 | Industrial heating technology Aluminium MT - Gas boiler (Hot Water - condensing) - new 4 | MKr15 | INDNGA, INDBGA, INDSNG1, INDSNG2, INDLPG, INDSNE, INDH2 | IXDMT | INDXWH | 2011 | 2011 | 1.01 |  | 25 | 0.3576 | 0.0149 | 2.2764 | 0.031536 | 0.5 | 1 |  | 0.19 |  | 0.3 | 9 | 3 | 1 | 0.1 |  | 2020
Natural gas boiler_NEW |  |  |  | MKr15 |  |  | INDXWH | 2030 |  | 1.03 |  |  | 0.298 | 0.014155 | 2.0694 |  |  |  |  | 0.17 |  | 0.3 | 7 | 2 | 1 | 0.1 |  | 2030
Natural gas boiler_NEW |  |  |  | MKr15 |  |  | INDXWH | 2050 |  | 1.03 |  |  | 0.298 | 0.012665 | 2.0694 |  |  |  |  | 0.17 |  | 0.3 | 6 | 2 | 1 | 0.1 |  | 2050
Natural gas boiler_NEW |  | INDXDRHDH2N4 | Industrial heating technology Aluminium RH - Gas boiler (Hot Water- condensing) - new 4 | MKr15 | INDNGA, INDBGA, INDSNG1, INDSNG2, INDLPG, INDSNE, INDH2 | IXDRH | INDXWH | 2011 | 2011 | 1.01 |  | 25 | 0.3576 | 0.0149 | 2.2764 | 0.031536 | 0.5 | 1 |  | 0 |  | 0.3 | 9 | 3 | 1 | 0.1 |  | 2020
Natural gas boiler_NEW |  |  |  | MKr15 |  |  | INDXWH | 2030 |  | 1.03 |  |  | 0.298 | 0.014155 | 2.0694 |  |  |  |  | 0 |  | 0.3 | 7 | 2 | 1 | 0.1 |  | 2030
Natural gas boiler_NEW |  |  |  | MKr15 |  |  | INDXWH | 2050 |  | 1.03 |  |  | 0.298 | 0.012665 | 2.0694 |  |  |  |  | 0 |  | 0.3 | 6 | 2 | 1 | 0.1 |  | 2050
Natural gas boiler_NEW |  | INDXDHTDH2N5 | Industrial heating technology Aluminium HT - Gas boiler (Direct firing) - new 5 | MKr15 | INDNGA, INDBGA, INDSNG1, INDSNG2, INDLPG, INDSNE, INDH2 | IXDHT | INDXWH | 2011 | 2011 | 1 |  | 15 | 0.11175 | 0.0013545 | 0.58462 | 0.031536 | 0.5 | 1 |  | 0.3 |  | 0.3 | 9 | 3 | 1 | 0.1 |  | 2020
Natural gas boiler_NEW |  |  |  | MKr15 |  |  | INDXWH | 2030 |  | 1 |  |  | 0.11175 | 0.0013207 | 0.57427 |  |  |  |  | 0.3 |  | 0.3 | 7 | 2 | 1 | 0.1 |  | 2030
Natural gas boiler_NEW |  |  |  | MKr15 |  |  | INDXWH | 2050 |  | 1 |  |  | 0.11175 | 0.0011514 | 0.57944 |  |  |  |  | 0.3 |  | 0.3 | 6 | 2 | 1 | 0.1 |  | 2050
Natural gas boiler_NEW |  | INDXDMTDH2N5 | Industrial heating technology Aluminium MT - Gas boiler (Direct firing) - new 5 | MKr15 | INDNGA, INDBGA, INDSNG1, INDSNG2, INDLPG, INDSNE, INDH2 | IXDMT | INDXWH | 2011 | 2011 | 1 |  | 25 | 0.11175 | 0.0013545 | 0.58462 | 0.031536 | 0.5 | 1 |  | 0.2 |  | 0.3 | 9 | 3 | 1 | 0.1 |  | 2020
Natural gas boiler_NEW |  |  |  | MKr15 |  |  | INDXWH | 2030 |  | 1 |  |  | 0.11175 | 0.0013207 | 0.57427 |  |  |  |  | 0.2 |  | 0.3 | 7 | 2 | 1 | 0.1 |  | 2030
Natural gas boiler_NEW |  |  |  | MKr15 |  |  | INDXWH | 2050 |  | 1 |  |  | 0.11175 | 0.0011514 | 0.57944 |  |  |  |  | 0.2 |  | 0.3 | 6 | 2 | 1 | 0.1 |  | 2050
Coal boiler |  | INDXDHTCOAN1 | Industrial heating technology Aluminium HT - Coal boiler (Steam) - new 1 | MKr15 | INDCOA | IXDHT | INDXWH | 2011 | 2011 | 0.445 |  | 25 | 3.725 | 0.25106 | 3.9382 | 0.031536 | 0.5 | 1 |  | 0.855 |  | 8 | 35 | 1.5 | 0.8 | 2.1 |  | 2020
Coal boiler |  |  |  | MKr15 |  |  | INDXWH | 2030 |  | 0.445 |  |  | 3.4699 | 0.24287 | 3.9837 |  |  |  |  | 0.855 |  | 8 | 35 | 1.5 | 0.8 | 2.1 |  | 2030
Coal boiler |  |  |  | MKr15 |  |  | INDXWH | 2050 |  | 0.455 |  |  | 3.2814 | 0.22797 | 4.0064 |  |  |  |  | 0.845 |  | 8 | 35 | 1.5 | 0.8 | 2.1 |  | 2050
Coal boiler |  | INDXDMTCOAN1 | Industrial heating technology Aluminium MT - Coal boiler (Steam) - new 1 | MKr15 | INDCOA | IXDMT | INDXWH | 2011 | 2011 | 0.89 |  | 25 | 3.725 | 0.25106 | 3.9382 | 0.031536 | 0.5 | 1 |  | 0.31 |  | 8 | 35 | 1.5 | 0.8 | 2.1 |  | 2020
Coal boiler |  |  |  | MKr15 |  |  | INDXWH | 2030 |  | 0.89 |  |  | 3.4699 | 0.24287 | 3.9837 |  |  |  |  | 0.31 |  | 8 | 35 | 1.5 | 0.8 | 2.1 |  | 2030
Coal boiler |  |  |  | MKr15 |  |  | INDXWH | 2050 |  | 0.91 |  |  | 3.2814 | 0.22797 | 4.0064 |  |  |  |  | 0.29 |  | 8 | 35 | 1.5 | 0.8 | 2.1 |  | 2050
Coal boiler |  | INDXDRHCOAN1 | Industrial heating technology Aluminium RH - Coal boiler (Steam) - new 1 | MKr15 | INDCOA | IXDRH | INDXWH | 2011 | 2011 | 0.89 |  | 25 | 3.725 | 0.25106 | 3.9382 | 0.031536 | 0.5 | 1 |  | 0.11 |  | 8 | 35 | 1.5 | 0.8 | 2.1 |  | 2020
Coal boiler |  |  |  | MKr15 |  |  | INDXWH | 2030 |  | 0.89 |  |  | 3.4699 | 0.24287 | 3.9837 |  |  |  |  | 0.11 |  | 8 | 35 | 1.5 | 0.8 | 2.1 |  | 2030
Coal boiler |  |  |  | MKr15 |  |  | INDXWH | 2050 |  | 0.91 |  |  | 3.2814 | 0.22797 | 4.0064 |  |  |  |  | 0.09 |  | 8 | 35 | 1.5 | 0.8 | 2.1 |  | 2050
Coal boiler |  | INDXDMTCOAN2 | Industrial heating technology Aluminium MT - Coal boiler (Hot Water) - new 2 | MKr15 | INDCOA | IXDMT | INDXWH | 2011 | 2011 | 0.89 |  | 25 | 3.725 | 0.25106 | 3.9382 | 0.031536 | 0.5 | 1 |  | 0.31 |  | 8 | 35 | 1.5 | 0.8 | 2.1 |  | 2020
Coal boiler |  |  |  | MKr15 |  |  | INDXWH | 2030 |  | 0.89 |  |  | 3.725 | 0.24287 | 3.9837 |  |  |  |  | 0.31 | [7 empty] | 2030
Coal boiler |  |  |  | MKr15 |  |  | INDXWH | 2050 |  | 0.91 |  |  | 3.725 | 0.22797 | 4.0064 |  |  |  |  | 0.29 | [7 empty] | 2050
Coal boiler |  | INDXDRHCOAN2 | Industrial heating technology Aluminium RH - Coal boiler (Hot Water) - new 2 | MKr15 | INDCOA | IXDRH | INDXWH | 2011 | 2011 | 0.89 |  | 25 | 3.725 | 0.25106 | 3.9382 | 0.031536 | 0.5 | 1 |  | 0.11 |  | 8 | 35 | 1.5 | 0.8 | 2.1 |  | 2020
Coal boiler |  |  |  | MKr15 |  |  | INDXWH | 2030 |  | 0.89 |  |  | 3.725 | 0.24287 | 3.9837 |  |  |  |  | 0.11 | [7 empty] | 2030
Coal boiler |  |  |  | MKr15 |  |  | INDXWH | 2050 |  | 0.91 |  |  | 3.725 | 0.22797 | 4.0064 |  |  |  |  | 0.09 | [7 empty] | 2050
Solar heating |  | INDXDRHSOLN1 | Industrial heating technology Aluminium RH - Solar - new 1 | MKr15 | INDSOL | IXDRH |  | 2011 | 2011 | 1 |  | 25 | 4.2857 | 0.02066 | 0 | 0.031536 | 0.09 | 1 |  |  |  | 0 | 0 | 0 | 0 | 0 |  | 2020
Solar heating |  |  |  | MKr15 |  |  |  | 2030 |  | 1 |  | 30 | 3.9286 | 0.023281 | 0 | [12 empty] | 2030
Solar heating |  |  |  | MKr15 |  |  |  | 2050 |  | 1 |  | 30 | 3.5714 | 0.021499 | 0 | [12 empty] | 2050
|  | * Heat Exchangers |  | MKr15
|  | * | Industrial heating technology Aluminium RH - central district heating - within DH area - new 1 | MKr15 | INDHCE | IXDRH |  | 2011 | 2011 | 0.96 |  | 30 | 1.17 | 0.058736 | 1.9463 | 0.031536 | 0.5
|  | * | Industrial heating technology Aluminium RH - decentral district heating - within DH area - new 1 | MKr15 | INDHDE | IXDRH |  | 2011 | 2011 | 0.96 |  | 30 | 1.25 | 0.058736 | 1.9463 | 0.031536 | 0.5
|  | * Electric appliances |  | MKr15
|  | INDXDLAELCN1 | Industry Aluminium LA Electricity Light Appliance - New 1 | MKr15 | INDELC | IXDLA |  | 2011 | 2011 | 1 |  | 10 |  |  |  |  | 0.9
|  |  |  | MKr15 |  |  |  | 2020
|  |  |  | MKr15 |  |  |  | 2030
|  |  |  | MKr15 |  |  |  | 2050
|  | INDXDEMELCN1 | Industry Aluminium EM Electricity Motors - New 1 | MKr15 | INDELC | IXDEM |  | 2011 | 2011 | 1 |  | 10 |  |  |  |  | 0.9
|  |  |  | MKr15 |  |  |  | 2020
|  |  |  | MKr15 |  |  |  | 2030
|  |  |  | MKr15 |  |  |  | 2050
|  | INDXDTFDSLN1 | Industry Aluminium TF Tractors, Trucks, Fishing boats - New 1 | MKr15 | INDDSL, INDDSB1, INDDSB2, INDHFO, INDDSE | IXDTF |  | 2011 | 2011 | 1 |  | 10 |  |  |  |  | 0.9
|  |  |  | MKr15 |  |  |  | 2020
|  |  |  | MKr15 |  |  |  | 2030
|  |  |  | MKr15 |  |  |  | 2050
|  | INDXDFLDH2N1 | Industry Aluminium TF Forklifts - New 1 | MKr15 | INDNGA, INDBGA, INDSNG1, INDSNG2, INDLPG, INDSNE, INDH2 | IXDFL |  | 2011 | 2011 | 1 |  | 10 |  |  |  |  | 0.9
|  |  |  | MKr15 |  |  |  | 2020
|  |  |  | MKr15 |  |  |  | 2030
|  |  |  | MKr15 |  |  |  | 2050
~FI_Process
| Sets | TechName | TechDesc | Tact | Tcap | Tslvl | PrimaryCG | Vintage
| *Process Set Membership | Technology Name | Technology Description | Activity Unit | Capacity Unit | TimeSlice level of Process Activity | Primary Commodity Group | Vintage Tracking
| * | * | Industrial heating technology Aluminium MT - Heat pump utilizing waste heat - new 1 | PJ | MW | DAYNITE |  | yes
| DMD | INDXDRHELCN1 | Industrial heating technology Aluminium RH - Heat pump utilizing waste heat - new 1 | PJ | MW | DAYNITE |  | yes
| * | * | Industrial heating technology Aluminium MT - Heat pump utilizing waste heat - new 1 | PJ | MW | DAYNITE |  | yes
| DMD | INDXDRHELCN2 | Industrial heating technology Aluminium RH - Heat driven heat pump utilizing waste heat - new 2 | PJ | MW | DAYNITE |  | yes
| * | * | Industrial heating technology Aluminium MT - Heat pump utilizing waste heat - new 1 | PJ | MW | DAYNITE |  | yes
| DMD | INDXDRHELCN3 | Industrial heating technology Aluminium RH - High Temp abs. Heat pump utilizing waste heat - new 3 | PJ | MW | DAYNITE |  | yes
| * | * | Industrial heating technology Aluminium MT - Heat pump utilizing waste heat - new 1 | PJ | MW | DAYNITE |  | yes
| DMD | INDXDRHELCN4 | Industrial heating technology Aluminium RH - Booster Heat pump utilizing waste heat - new 4 | PJ | MW | DAYNITE |  | yes
| * | * | Industrial heating technology Aluminium MT - Heat pump utilizing waste heat - new 1 | PJ | MW |  |  | yes
| * | * | Industrial heating technology Aluminium MT - Heat pump utilizing waste heat - new 1 | PJ | MW | DAYNITE |  | yes
| * | * | Industrial heating technology Aluminium MT - Heat pump utilizing waste heat - new 1 | PJ | MW | DAYNITE |  | yes
| * | * | Industrial heating technology Aluminium MT - Heat pump utilizing waste heat - new 1 | PJ | MW | DAYNITE |  | yes
| DMD | INDXDHTELCN8 | Industrial heating technology Aluminium HT - Electric boiler (Steam) - new 8 | PJ | MW | DAYNITE |  | yes
| DMD | INDXDMTELCN8 | Industrial heating technology Aluminium MT - Electric boiler (Steam) - new 8 | PJ | MW | DAYNITE |  | yes
| DMD | INDXDRHELCN8 | Industrial heating technology Aluminium RH - Electric boiler (Steam) - new 8 | PJ | MW | DAYNITE |  | yes
| DMD | INDXDMTELCN9 | Industrial heating technology Aluminium MT - Electric boiler (Hot Water) - new 9 | PJ | MW | DAYNITE |  | yes
| DMD | INDXDRHELCN9 | Industrial heating technology Aluminium RH - Electric boiler (Hot Water) - new 9 | PJ | MW | DAYNITE |  | yes
| * | * | Industrial heating technology Aluminium MT - Heat pump utilizing waste heat - new 1 | PJ | MW |  |  | yes
| DMD | INDXDMTWCHN1 | Industrial heating technology Aluminium MT - Wood chip boiler (Steam) - new 1 | PJ | MW |  |  | yes
| DMD | INDXDRHWCHN1 | Industrial heating technology Aluminium RH - Wood chip boiler (Steam) - new 1 | PJ | MW |  |  | yes
| DMD | INDXDMTWCHN2 | Industrial heating technology Aluminium MT - Wood chip boiler (Steam - condensing) - new 2 | PJ | MW |  |  | yes
| DMD | INDXDRHWCHN2 | Industrial heating technology Aluminium RH - Wood chip boiler (Steam - condensing) - new 2 | PJ | MW |  |  | yes
| DMD | INDXDMTWCHN3 | Industrial heating technology Aluminium MT - Wood chip boiler (Hot Water) - new 3 | PJ | MW |  |  | yes
| DMD | INDXDRHWCHN3 | Industrial heating technology Aluminium RH - Wood chip boiler (Hot Water) - new 3 | PJ | MW |  |  | yes
| DMD | INDXDMTWCHN4 | Industrial heating technology Aluminium MT - Wood chip boiler (Hot Water - condensing) - new 4 | PJ | MW |  |  | yes
| DMD | INDXDRHWCHN4 | Industrial heating technology Aluminium RH - Wood chip boiler (Hot Water- condensing) - new 4 | PJ | MW |  |  | yes
| DMD | INDXDHTELCN0 | Industrial heating technology Aluminium HT - Direct electric heating - new 10 | PJ | MW | DAYNITE |  | yes
| DMD | INDXDMTELCN0 | Industrial heating technology Aluminium MT - Direct electric heating - new 10 | PJ | MW | DAYNITE |  | yes
| DMD | INDXDHTDSEN1 | Industrial heating technology Aluminium HT - Oil boiler (Steam) - new 1 | PJ | MW |  |  | yes
| DMD | INDXDMTDSEN1 | Industrial heating technology Aluminium MT - Oil boiler (Steam) - new 1 | PJ | MW |  |  | yes
| DMD | INDXDRHDSEN1 | Industrial heating technology Aluminium RH - Oil boiler (Steam) - new 1 | PJ | MW |  |  | yes
| DMD | INDXDMTDSEN2 | Industrial heating technology Aluminium MT - Oil boiler (Steam - condensing) - new 2 | PJ | MW |  |  | yes
| DMD | INDXDRHDSEN2 | Industrial heating technology Aluminium RH - Oil boiler (Steam - condensing) - new 2 | PJ | MW |  |  | yes
| DMD | INDXDHTDH2N1 | Industrial heating technology Aluminium HT - Gas boiler (Steam) - new 1 | PJ | MW |  |  | yes
| DMD | INDXDMTDH2N1 | Industrial heating technology Aluminium MT - Gas boiler (Steam) - new 1 | PJ | MW |  |  | yes
| DMD | INDXDRHDH2N1 | Industrial heating technology Aluminium RH - Gas boiler (Steam) - new 1 | PJ | MW |  |  | yes
| DMD | INDXDMTDH2N2 | Industrial heating technology Aluminium MT - Gas boiler (Steam - condensing) - new 2 | PJ | MW |  |  | yes
| DMD | INDXDRHDH2N2 | Industrial heating technology Aluminium RH - Gas boiler (Steam - condensing) - new 2 | PJ | MW |  |  | yes
| DMD | INDXDMTDH2N3 | Industrial heating technology Aluminium MT - Gas boiler (Hot Water) - new 3 | PJ | MW |  |  | yes
| DMD | INDXDRHDH2N3 | Industrial heating technology Aluminium RH - Gas boiler (Hot Water) - new 3 | PJ | MW |  |  | yes
| DMD | INDXDMTDH2N4 | Industrial heating technology Aluminium MT - Gas boiler (Hot Water - condensing) - new 4 | PJ | MW |  |  | yes
| DMD | INDXDRHDH2N4 | Industrial heating technology Aluminium RH - Gas boiler (Hot Water- condensing) - new 4 | PJ | MW |  |  | yes
| DMD | INDXDHTDH2N5 | Industrial heating technology Aluminium HT - Gas boiler (Direct firing) - new 5 | PJ | MW |  |  | yes
| DMD | INDXDMTDH2N5 | Industrial heating technology Aluminium MT - Gas boiler (Direct firing) - new 5 | PJ | MW |  |  | yes
| DMD | INDXDHTCOAN1 | Industrial heating technology Aluminium HT - Coal boiler (Steam) - new 1 | PJ | MW |  |  | yes
| DMD | INDXDMTCOAN1 | Industrial heating technology Aluminium MT - Coal boiler (Steam) - new 1 | PJ | MW |  |  | yes
| DMD | INDXDRHCOAN1 | Industrial heating technology Aluminium RH - Coal boiler (Steam) - new 1 | PJ | MW |  |  | yes
| DMD | INDXDMTCOAN2 | Industrial heating technology Aluminium MT - Coal boiler (Hot Water) - new 2 | PJ | MW |  |  | yes
| DMD | INDXDRHCOAN2 | Industrial heating technology Aluminium RH - Coal boiler (Hot Water) - new 2 | PJ | MW |  |  | yes
| DMD | INDXDRHSOLN1 | Industrial heating technology Aluminium RH - Solar - new 1 | PJ | MW | DAYNITE |  | yes
| * | * | Industrial heating technology Aluminium MT - Heat pump utilizing waste heat - new 1 | PJ | MW | DAYNITE |  | yes
| * | * | Industrial heating technology Aluminium MT - Heat pump utilizing waste heat - new 1 | PJ | MW | DAYNITE |  | yes
| DMD | INDXDLAELCN1 | Industry Aluminium LA Electricity Light Appliance - New 1 | PJ | MW | DAYNITE |  | yes
| DMD | INDXDEMELCN1 | Industry Aluminium EM Electricity Motors - New 1 | PJ | MW | DAYNITE |  | yes
| DMD | INDXDTFDSLN1 | Industry Aluminium TF Tractors, Trucks, Fishing boats - New 1 | PJ | MW |  |  | yes
| DMD | INDXDFLDH2N1 | Industry Aluminium TF Forklifts - New 1 | PJ | MW |  |  | yes
~FI_Comm
CSet | Region | CommName | CommDesc | Unit | LimType | CTSLvl | PeakTS | Ctype
*Commodity Set Membership | Region Name | Commodity Name | Commodity Description | Unit | Sense of the Balance EQN. | Timeslice Level | Peak Monitoring | Electricity Indicator
ENV |  | IADSOx | Industrial heating heating technology Aluminium - SOx emission | g/GJ
|  | IADNOx | Industrial heating heating technology Aluminium - NOx emission | g/GJ
|  | IADCH4 | Industrial heating heating technology Aluminium - CH4 emission | g/GJ
|  | IADNO2 | Industrial heating heating technology Aluminium - NO2 emission | g/GJ
|  | IADPM | Industrial heating heating technology Aluminium - Particle emission | g/GJ
NRG |  | INDXWH | Industrial heating technology Aluminium - Waste heat | PJ |  | DAYNITE
Note on E1: Andreas Helk ¦ Viegand Maagøe: Input for each sheet - Choose between the categories from the ENS catalogue. Used for looking up potentials
Note on S1: Andreas Helk ¦ Viegand Maagøe: Column number for looking up the right FLO_MARK (direct or indirect technologies)
Note on U1: Andreas Helk ¦ Viegand Maagøe: Base input for calculating waste heat in industry. Factor that estimates how much waste heat is generated within HT, MT and RH due to the processes involved and not the technology i.e. drying processes, evaporation, distilling etc. Should be sector-specific depending on the processes within each sector.
Note on E2: Andreas Helk ¦ Viegand Maagøe: Write a sector name for TechDesc and Comm-OUT
Note on G6: Andreas Helk ¦ Viegand Maagøe: Heat pumps are set to use both electricity and waste heat within industries.
Note on I6: Andreas Helk ¦ Viegand Maagøe: Boilers are also set to give out waste heat
Note on M6: Andreas Helk ¦ Viegand Maagøe: For heat pumps the COP value is loaded here for calculating the input shares. (* means that TIMES does not read the column)
Note on S6: Andreas Helk ¦ Viegand Maagøe: Consider looking into updating these
Note on X6: Maurizio Gargiulo: It is not possible to use the parameter like in here because we have more than one COMM-OUT. If you try to join the two tables you will get an error. We should move these information in a scenario file
Note on M9: Andreas Helk ¦ Viegand Maagøe: Heat pump COP is written in this column since they are not using air as heat source, but using the waste heat within the industry.
Note on AJ11: Andreas Helk ¦ Viegand Maagøe: Since "A" is taken by agriculture, the aluminium sector is given X
Note on O187: Stefan Petrovic: =L6*0.95 was previously

## IND_Machinery_new
|  | Sector name: | 5.Metals, machinery and electronics | [13 empty] | Direct | Indirect | WH Base input: | HT | 0.3
|  |  | Machinery | [13 empty] | 13 | 14 |  | MT | 0.2
[20 empty] | RH | 0
~FI_T
Sheet names (for lookups) |  | TechName | *TechDesc | CURR | Comm-IN | Comm-OUT | Comm-OUT-A | YEAR | START | EFF | *COP | LIFE | INVCOST | FIXOM | VAROM | CAP2ACT | AFA | FLO_MARK | Share-I~UP | VDA_FLOP |  | FEMIS~IMDSOx | FEMIS~IMDNOx | FEMIS~IMDCH4 | FEMIS~IMDNO2 | FEMIS~IMDPM | * Source | Lookup year | Input~ELCC | EFF heat pumps moved to Trans file
*PlantName
|  | * | [10 empty] | Mkr/MW | Mkr/MW/year | Mkr/PJ | Factor | Factor |  |  |  |  | g/GJ | g/GJ | g/GJ | g/GJ | g/GJ
Trad. Heat pump 80C |  | INDMDMTELCN1 | Industrial heating technology Machinery MT - Heat pump utilizing waste heat - new 1 | MKr15 | INDELC | IMDMT |  | 2020 | 2020 | 1 | 4.4755 | 20 | 5.4385 | 0.0149 | 6.7464 | 0.031536 | 0.5 | 0.14 | 0.22567 |  |  | 0 | 0 | 0 | 0 | 0 |  | 2020
Trad. Heat pump 80C |  |  |  | MKr15 | INDMWH | [13 empty] | 0.77433
Trad. Heat pump 80C |  |  |  | MKr15 | INDELC | IMDMT |  | 2030 |  | 1 | 4.5793 |  | 4.8425 | 0.0149 | 6.6222 |  |  |  | 0.22056 |  |  | 0 | 0 | 0 | 0 | 0 |  | 2030
Trad. Heat pump 80C |  |  |  | MKr15 | INDMWH | [13 empty] | 0.77944 | [11 empty] | Sector | Machinery
Trad. Heat pump 80C |  |  |  | MKr15 | INDELC | IMDMT |  | 2050 |  | 1 | 4.7191 |  | 4.321 | 0.0149 | 6.4567 |  |  |  | 0.21402 |  |  | 0 | 0 | 0 | 0 | 0 |  | 2050 |  |  | IMDHT | Machinery industry Demand Heat High Temp. over 150C | IMDMT | Machinery industry Demand Heat Medium Temp. up to 150C
Trad. Heat pump 80C |  |  |  | MKr15 | INDMWH | [13 empty] | 0.78598 | [11 empty] | IMDMT | Machinery industry Demand Heat Medium Temp. up to 150C | IMDHT | Machinery industry Demand Heat High Temp. over 150C
Trad. Heat pump 80C |  | INDMDRHELCN1 | Industrial heating technology Machinery RH - Heat pump utilizing waste heat - new 1 | MKr15 | INDELC | IMDRH |  | 2020 | 2020 | 1 | 4.4755 | 20 | 5.4385 | 0.0149 | 6.7464 | 0.031536 | 0.5 | 1 | 0.22567 |  |  | 0 | 0 | 0 | 0 | 0 |  | 2020 |  |  | IMDRH | Machinery industry Demand Heat Room Heat | IMDRH | Machinery industry Demand Heat Room Heat
Trad. Heat pump 80C |  |  |  | MKr15 | INDMWH | [13 empty] | 0.77433 | [11 empty] | IMDLA | Machinery industry Demand Light | IMDLA | Machinery industry Demand Light
Trad. Heat pump 80C |  |  |  | MKr15 | INDELC | IMDRH |  | 2030 |  | 1 | 4.5793 |  | 4.8425 | 0.0149 | 6.6222 |  |  |  | 0.22056 |  |  | 0 | 0 | 0 | 0 | 0 |  | 2030 |  |  | IMDEM | Machinery industry Demand Electric Motors | IMDEM | Machinery industry Demand Electric Motors
Trad. Heat pump 80C |  |  |  | MKr15 | INDMWH | [13 empty] | 0.77944 | [11 empty] | IMDTF | Machinery industry Demand Haulage Tractors, Trucks, Fishing boats, Forest machines | IMDTF | Machinery industry Demand Haulage Tractors, Trucks, Fishing boats, Forest machines
Trad. Heat pump 80C |  |  |  | MKr15 | INDELC | IMDRH |  | 2050 |  | 1 | 4.7191 |  | 4.321 | 0.0149 | 6.4567 |  |  |  | 0.21402 |  |  | 0 | 0 | 0 | 0 | 0 |  | 2050 |  |  | IMDFL | Machinery industry Demand Haulage Forklifts | IMDFL | Machinery industry Demand Haulage Forklifts
Trad. Heat pump 80C |  |  |  | MKr15 | INDMWH | [13 empty] | 0.78598 | [11 empty] | INDMWH | Machinery Industrial Waste Heat
Heat driven Heat pump 80C |  | * | Industrial heating technology Machinery MT - Heat driven heat pump utilizing waste heat - new 2 | MKr15 | INDELC | IMDMT |  | 2020 | 2020 | 1 | 1.68 | 20 | 4.172 | 0.0149 | 2.0901 | 0.031536 | 0.5 | 0 | 0.60119 |  |  | 0 | 0 | 0 | 0 | 0 |  | 2020
Heat driven Heat pump 80C |  | * |  | MKr15 | INDMWH | [13 empty] | 0.39881 | [11 empty] | 1
Heat driven Heat pump 80C |  | * |  | MKr15 | INDELC | IMDMT |  | 2030 |  | 1 | 1.69 |  | 3.7995 | 0.0149 | 2.0694 |  |  |  | 0.59763 |  |  | 0 | 0 | 0 | 0 | 0 |  | 2030 |  |  | 2
Heat driven Heat pump 80C |  | * |  | MKr15 | INDMWH | [13 empty] | 0.40237 | [11 empty] | 3
Heat driven Heat pump 80C |  | * |  | MKr15 | INDELC | IMDMT |  | 2050 |  | 1 | 1.71 |  | 3.427 | 0.0149 | 2.0488 |  |  |  | 0.59064 |  |  | 0 | 0 | 0 | 0 | 0 |  | 2050 |  |  | 4
Heat driven Heat pump 80C |  | * |  | MKr15 | INDMWH | [13 empty] | 0.40936 | [11 empty] | 5 | 1.Food, beverages and tobacco
Heat driven Heat pump 80C |  | INDMDRHELCN2 | Industrial heating technology Machinery RH - Heat driven heat pump utilizing waste heat - new 2 | MKr15 | INDELC | IMDRH |  | 2020 | 2020 | 1 | 1.68 | 20 | 4.172 | 0.0149 | 2.0901 | 0.031536 | 0.5 | 1 | 0.60119 |  |  | 0 | 0 | 0 | 0 | 0 |  | 2020 |  |  | 6
Heat driven Heat pump 80C |  |  |  | MKr15 | INDMWH | [13 empty] | 0.39881 | [11 empty] | 7 | 2.Commodity production
Heat driven Heat pump 80C |  |  |  | MKr15 | INDELC | IMDRH |  | 2030 |  | 1 | 1.69 |  | 3.7995 | 0.0149 | 2.0694 |  |  |  | 0.59763 |  |  | 0 | 0 | 0 | 0 | 0 |  | 2030 |  |  | 8
Heat driven Heat pump 80C |  |  |  | MKr15 | INDMWH | [13 empty] | 0.40237 | [11 empty] | 9 | 3.Cement and non-metallic mineral (+Extraction of gravel and stone)
Heat driven Heat pump 80C |  |  |  | MKr15 | INDELC | IMDRH |  | 2050 |  | 1 | 1.71 |  | 3.427 | 0.0149 | 2.0488 |  |  |  | 0.59064 |  |  | 0 | 0 | 0 | 0 | 0 |  | 2050 |  |  | 10
Heat driven Heat pump 80C |  |  |  | MKr15 | INDMWH | [13 empty] | 0.40936 | [11 empty] | 11 | 4.Chemical industry
High Temp abs. Heat pump 150C |  | INDMDMTELCN3 | Industrial heating technology Machinery MT - High Temp abs. Heat pump utilizing waste heat - new 3 | MKr15 | INDELC | IMDMT |  | 2020 | 2020 | 1 | 2.75 | 20 | 7.1395 | 0.0072265 | 6.7464 | 0.031536 | 0.5 | 0.16 | 0.36727 |  |  | 0 | 0 | 0 | 0 | 0 |  | 2020 |  |  | 12
High Temp abs. Heat pump 150C |  |  |  | MKr15 | INDMWH | [13 empty] | 0.63273 | [11 empty] | 13 | 5.Metals, machinery and electronics
High Temp abs. Heat pump 150C |  |  |  | MKr15 | INDELC | IMDMT |  | 2030 |  | 1 | 2.875 |  | 6.3823 | 0.0064815 | 6.6222 |  |  |  | 0.3513 |  |  | 0 | 0 | 0 | 0 | 0 |  | 2030 |  |  | 14
High Temp abs. Heat pump 150C |  |  |  | MKr15 | INDMWH | [13 empty] | 0.6487
High Temp abs. Heat pump 150C |  |  |  | MKr15 | INDELC | IMDMT |  | 2050 |  | 1 | 3.025 |  | 5.7365 | 0.005364 | 6.4567 |  |  |  | 0.33388 |  |  | 0 | 0 | 0 | 0 | 0 |  | 2050
High Temp abs. Heat pump 150C |  |  |  | MKr15 | INDMWH | [13 empty] | 0.66612
High Temp abs. Heat pump 150C |  | INDMDRHELCN3 | Industrial heating technology Machinery RH - High Temp abs. Heat pump utilizing waste heat - new 3 | MKr15 | INDELC | IMDRH |  | 2020 | 2020 | 1 | 2.75 | 20 | 7.1395 | 0.0072265 | 6.7464 | 0.031536 | 0.5 | 1 | 0.36727 |  |  | 0 | 0 | 0 | 0 | 0 |  | 2020
High Temp abs. Heat pump 150C |  |  |  | MKr15 | INDMWH | [13 empty] | 0.63273
High Temp abs. Heat pump 150C |  |  |  | MKr15 | INDELC | IMDRH |  | 2030 |  | 1 | 2.875 |  | 6.3823 | 0.0064815 | 6.6222 |  |  |  | 0.3513 |  |  | 0 | 0 | 0 | 0 | 0 |  | 2030
High Temp abs. Heat pump 150C |  |  |  | MKr15 | INDMWH | [13 empty] | 0.6487
High Temp abs. Heat pump 150C |  |  |  | MKr15 | INDELC | IMDRH |  | 2050 |  | 1 | 3.025 |  | 5.7365 | 0.005364 | 6.4567 |  |  |  | 0.33388 |  |  | 0 | 0 | 0 | 0 | 0 |  | 2050
High Temp abs. Heat pump 150C |  |  |  | MKr15 | INDMWH | [13 empty] | 0.66612
Booster Heat pump 150C |  | INDMDMTELCN4 | Industrial heating technology Machinery MT - Booster Heat pump utilizing waste heat - new 4 | MKr15 | INDELC | IMDMT |  | 2020 | 2020 | 1 | 1.93 | 20 | 12.1589 | 0.0149 | 7.1189 | 0.031536 | 0.5 | 0.47 | 0.52332 |  |  | 0 | 0 | 0 | 0 | 0 |  | 2020
Booster Heat pump 150C |  |  |  | MKr15 | INDMWH | [13 empty] | 0.47668
Booster Heat pump 150C |  |  |  | MKr15 | INDELC | IMDMT |  | 2030 |  | 1 | 1.9894 |  | 9.8571 | 0.0149 | 6.974 |  |  |  | 0.50769 |  |  | 0 | 0 | 0 | 0 | 0 |  | 2030
Booster Heat pump 150C |  |  |  | MKr15 | INDMWH | [13 empty] | 0.49231
Booster Heat pump 150C |  |  |  | MKr15 | INDELC | IMDMT |  | 2050 |  | 1 | 2.051 |  | 6.9559 | 0.0149 | 6.7878 |  |  |  | 0.49245 |  |  | 0 | 0 | 0 | 0 | 0 |  | 2050
Booster Heat pump 150C |  |  |  | MKr15 | INDMWH | [13 empty] | 0.50755
Booster Heat pump 150C |  | INDMDRHELCN4 | Industrial heating technology Machinery RH - Booster Heat pump utilizing waste heat - new 4 | MKr15 | INDELC | IMDRH |  | 2020 | 2020 | 1 | 1.93 | 20 | 12.1589 | 0.0149 | 7.1189 | 0.031536 | 0.5 | 1 | 0.52332 |  |  | 0 | 0 | 0 | 0 | 0 |  | 2020
Booster Heat pump 150C |  |  |  | MKr15 | INDMWH | [13 empty] | 0.47668
Booster Heat pump 150C |  |  |  | MKr15 | INDELC | IMDRH |  | 2030 |  | 1 | 1.9894 |  | 9.8571 | 0.0149 | 6.974 |  |  |  | 0.50769 |  |  | 0 | 0 | 0 | 0 | 0 |  | 2030
Booster Heat pump 150C |  |  |  | MKr15 | INDMWH | [13 empty] | 0.49231
Booster Heat pump 150C |  |  |  | MKr15 | INDELC | IMDRH |  | 2050 |  | 1 | 2.051 |  | 6.9559 | 0.0149 | 6.7878 |  |  |  | 0.49245 |  |  | 0 | 0 | 0 | 0 | 0 |  | 2050
Booster Heat pump 150C |  |  |  | MKr15 | INDMWH | [13 empty] | 0.50755
MVR |  | INDMDMTELCN5 | Industrial heating technology Machinery MT - MVR utilizing waste heat - new 5 | MKr15 | INDELC | IMDMT |  | 2020 | 2020 | 1 | 12.1 | 25 | 2.6075 | 0.0149 | 5.2357 | 0.031536 | 0.5 | 0.06 | 0.083471 |  |  | 0 | 0 | 0 | 0 | 0 |  | 2020
MVR |  |  |  | MKr15 | INDMWH | [13 empty] | 0.91653
MVR |  |  |  | MKr15 | INDELC | IMDMT |  | 2030 |  | 1 | 12.7 |  | 2.4585 | 0.0149 | 5.0701 |  |  |  | 0.079528 |  |  | 0 | 0 | 0 | 0 | 0 |  | 2030
MVR |  |  |  | MKr15 | INDMWH | [13 empty] | 0.92047
MVR |  |  |  | MKr15 | INDELC | IMDMT |  | 2050 |  | 1 | 13.8 |  | 2.3095 | 0.0149 | 4.8839 |  |  |  | 0.073188 |  |  | 0 | 0 | 0 | 0 | 0 |  | 2050
MVR |  |  |  | MKr15 | INDMWH | [13 empty] | 0.92681
Hotdisc |  | * | Industrial heating technology Machinery HT - Hotdisc - new 1 | MKr15 | INDWST | IMDHT | INDMWH | 2011 | 2011 | 0.9 |  | 20 | 3.725 | 0.00298 | 2.4316 | 0.031536 | 0.5 | 0 |  | 0.4 |  | 8.3 | 56 | 0.1 | 1 | 0.29 |  | 2020
Hotdisc |  | * |  | MKr15 |  |  | INDMWH | 2030 |  | 0.91 |  |  | 3.4643 | 0.00298 | 2.473 |  |  |  |  | 0.39 |  | 8.3 | 45 | 0.1 | 1 | 0.29 |  | 2030
Hotdisc |  | * |  | MKr15 |  |  | INDMWH | 2050 |  | 0.93 |  |  | 3.3525 | 0.00298 | 2.4937 |  |  |  |  | 0.37 |  | 8.3 | 11 | 0.1 | 1 | 0.29 |  | 2050
Dielectric heating |  | * | Industrial heating technology Machinery MT - Dielectric heating - new 6 | MKr15 | INDELC | IMDMT | INDMWH | 2011 | 2011 | 0.95 |  | 30 | 20.115 | 0 | 94.8282 | 0.031536 | 0.5 | 0 |  | 0.25 |  | 0 | 0 | 0 | 0 | 0 |  | 2020
Dielectric heating |  | * |  | MKr15 |  |  | INDMWH | 2030 |  | 0.95 |  |  | 19.5116 | 0 | 94.8323 |  |  |  |  | 0.25 |  | 0 | 0 | 0 | 0 | 0 |  | 2030
Dielectric heating |  | * |  | MKr15 |  |  | INDMWH | 2050 |  | 0.95 |  |  | 18.1035 | 0 | 94.8344 |  |  |  |  | 0.25 |  | 0 | 0 | 0 | 0 | 0 |  | 2050
Infrared |  | INDMDMTELCN7 | Industrial heating technology Machinery MT - Infrared heating - new 7 | MKr15 | INDELC | IMDMT | INDMWH | 2011 | 2011 | 0.96 |  | 30 | 2.6075 | 0 | 242.2761 | 0.031536 | 0.5 | 0.05 |  | 0.24 |  | 0 | 0 | 0 | 0 | 0 |  | 2020
Infrared |  |  |  | MKr15 |  |  | INDMWH | 2030 |  | 0.96 |  |  | 2.533 | 0 | 242.2802 |  |  |  |  | 0.24 |  | 0 | 0 | 0 | 0 | 0 |  | 2030
Infrared |  |  |  | MKr15 |  |  | INDMWH | 2050 |  | 0.96 |  |  | 2.3468 | 0 | 242.2823 |  |  |  |  | 0.24 |  | 0 | 0 | 0 | 0 | 0 |  | 2050
Electric boiler |  | INDMDHTELCN8 | Industrial heating technology Machinery HT - Electric boiler (Steam) - new 8 | MKr15 | INDELC | IMDHT | INDMWH | 2011 | 2011 | 0.99 |  | 25 | 0.596 | 0.0079715 | 1.7901 | 0.031536 | 0.5 | 1 |  | 0.31 |  | 0 | 0 | 0 | 0 | 0 |  | 2020
Electric boiler |  |  |  | MKr15 |  |  | INDMWH | 2030 |  | 0.99 |  |  | 0.5215 | 0.007599 | 1.8108 |  |  |  |  | 0.31 |  | 0 | 0 | 0 | 0 | 0 |  | 2030
Electric boiler |  |  |  | MKr15 |  |  | INDMWH | 2050 |  | 0.99 |  |  | 0.5215 | 0.006854 | 1.6142 |  |  |  |  | 0.31 |  | 0 | 0 | 0 | 0 | 0 |  | 2050
Electric boiler |  | INDMDMTELCN8 | Industrial heating technology Machinery MT - Electric boiler (Steam) - new 8 | MKr15 | INDELC | IMDMT | INDMWH | 2011 | 2011 | 0.99 |  | 25 | 0.596 | 0.0079715 | 1.7901 | 0.031536 | 0.5 | 1 |  | 0.21 |  | 0 | 0 | 0 | 0 | 0 |  | 2020
Electric boiler |  |  |  | MKr15 |  |  | INDMWH | 2030 |  | 0.99 |  |  | 0.5215 | 0.007599 | 1.8108 |  |  |  |  | 0.21 |  | 0 | 0 | 0 | 0 | 0 |  | 2030
Electric boiler |  |  |  | MKr15 |  |  | INDMWH | 2050 |  | 0.99 |  |  | 0.5215 | 0.006854 | 1.6142 |  |  |  |  | 0.21 |  | 0 | 0 | 0 | 0 | 0 |  | 2050
Electric boiler |  | INDMDRHELCN8 | Industrial heating technology Machinery RH - Electric boiler (Steam) - new 8 | MKr15 | INDELC | IMDRH | INDMWH | 2011 | 2011 | 0.99 |  | 25 | 0.596 | 0.0079715 | 1.7901 | 0.031536 | 0.5 | 1 |  | 0.01 |  | 0 | 0 | 0 | 0 | 0 |  | 2020
Electric boiler |  |  |  | MKr15 |  |  | INDMWH | 2030 |  | 0.99 |  |  | 0.5215 | 0.007599 | 1.8108 |  |  |  |  | 0.01 |  | 0 | 0 | 0 | 0 | 0 |  | 2030
Electric boiler |  |  |  | MKr15 |  |  | INDMWH | 2050 |  | 0.99 |  |  | 0.5215 | 0.006854 | 1.6142 |  |  |  |  | 0.01 |  | 0 | 0 | 0 | 0 | 0 |  | 2050
Electric boiler |  | INDMDMTELCN9 | Industrial heating technology Machinery MT - Electric boiler (Hot Water) - new 9 | MKr15 | INDELC | IMDMT | INDMWH | 2011 | 2011 | 0.99 |  | 25 | 0.5215 | 0.0079715 | 1.7901 | 0.031536 | 0.5 | 1 |  | 0.21 |  | 0 | 0 | 0 | 0 | 0 |  | 2020
Electric boiler |  |  |  | MKr15 |  |  | INDMWH | 2030 |  | 0.99 |  |  | 0.447 | 0.007599 | 1.8108 |  |  |  |  | 0.21 |  | 0 | 0 | 0 | 0 | 0 |  | 2030
Electric boiler |  |  |  | MKr15 |  |  | INDMWH | 2050 |  | 0.99 |  |  | 0.447 | 0.006854 | 1.6142 |  |  |  |  | 0.21 |  | 0 | 0 | 0 | 0 | 0 |  | 2050
Electric boiler |  | INDMDRHELCN9 | Industrial heating technology Machinery RH - Electric boiler (Hot Water) - new 9 | MKr15 | INDELC | IMDRH | INDMWH | 2011 | 2011 | 0.99 |  | 25 | 0.5215 | 0.0079715 | 1.7901 | 0.031536 | 0.5 | 1 |  | 0.01 |  | 0 | 0 | 0 | 0 | 0 |  | 2020
Electric boiler |  |  |  | MKr15 |  |  | INDMWH | 2030 |  | 0.99 |  |  | 0.447 | 0.007599 | 1.8108 |  |  |  |  | 0.01 |  | 0 | 0 | 0 | 0 | 0 |  | 2030
Electric boiler |  |  |  | MKr15 |  |  | INDMWH | 2050 |  | 0.99 |  |  | 0.447 | 0.006854 | 1.6142 |  |  |  |  | 0.01 |  | 0 | 0 | 0 | 0 | 0 |  | 2050
Biomass boiler |  | INDMDHTWCHN1 | Industrial heating technology Machinery HT - Wood chip boiler (Steam) - new 1 | MKr15 | INDWCH | IMDHT | INDMWH | 2011 | 2011 | 0.89 |  | 25 | 4.6055 | 0.25106 | 5.751 | 0.031536 | 0.5 | 1 |  | 0.41 |  | 11 | 63 | 11 | 3 | 10 |  | 2020
Biomass boiler |  |  |  | MKr15 |  |  | INDMWH | 2030 |  | 0.89 |  |  | 4.4023 | 0.26745 | 5.8462 |  |  |  |  | 0.41 |  | 11 | 49 | 8 | 3 | 10 |  | 2030
Biomass boiler |  |  |  | MKr15 |  |  | INDMWH | 2050 |  | 0.9 |  |  | 3.9959 | 0.25106 | 5.8938 |  |  |  |  | 0.4 |  | 11 | 41 | 4 | 1 | 10 |  | 2050
Biomass boiler |  | INDMDMTWCHN1 | Industrial heating technology Machinery MT - Wood chip boiler (Steam) - new 1 | MKr15 | INDWCH | IMDMT | INDMWH | 2011 | 2011 | 0.89 |  | 25 | 4.6055 | 0.25106 | 5.751 | 0.031536 | 0.5 | 1 |  | 0.31 |  | 11 | 63 | 11 | 3 | 10 |  | 2020
Biomass boiler |  |  |  | MKr15 |  |  | INDMWH | 2030 |  | 0.89 |  |  | 4.4023 | 0.26745 | 5.8462 |  |  |  |  | 0.31 |  | 11 | 49 | 8 | 3 | 10 |  | 2030
Biomass boiler |  |  |  | MKr15 |  |  | INDMWH | 2050 |  | 0.9 |  |  | 3.9959 | 0.25106 | 5.8938 |  |  |  |  | 0.3 |  | 11 | 41 | 4 | 1 | 10 |  | 2050
Biomass boiler |  | INDMDRHWCHN1 | Industrial heating technology Machinery RH - Wood chip boiler (Steam) - new 1 | MKr15 | INDWCH | IMDRH | INDMWH | 2011 | 2011 | 0.89 |  | 25 | 4.6055 | 0.25106 | 5.751 | 0.031536 | 0.5 | 1 |  | 0.11 |  | 11 | 63 | 11 | 3 | 10 |  | 2020
Biomass boiler |  |  |  | MKr15 |  |  | INDMWH | 2030 |  | 0.89 |  |  | 4.4023 | 0.26745 | 5.8462 |  |  |  |  | 0.11 |  | 11 | 49 | 8 | 3 | 10 |  | 2030
Biomass boiler |  |  |  | MKr15 |  |  | INDMWH | 2050 |  | 0.9 |  |  | 3.9959 | 0.25106 | 5.8938 |  |  |  |  | 0.1 |  | 11 | 41 | 4 | 1 | 10 |  | 2050
Biomass boiler |  | INDMDMTWCHN2 | Industrial heating technology Machinery MT - Wood chip boiler (Steam - condensing) - new 2 | MKr15 | INDWCH | IMDMT | INDMWH | 2011 | 2011 | 1.1619 |  | 25 | 5.066 | 0.27565 | 5.751 | 0.031536 | 0.5 | 1 |  | 0.038104 |  | 11 | 63 | 11 | 3 | 10 |  | 2020
Biomass boiler |  |  |  | MKr15 |  |  | INDMWH | 2030 |  | 1.1619 |  |  | 4.8425 | 0.26745 | 5.8462 |  |  |  |  | 0.038104 |  | 11 | 49 | 8 | 3 | 10 |  | 2030
Biomass boiler |  |  |  | MKr15 |  |  | INDMWH | 2050 |  | 1.1619 |  |  | 4.3955 | 0.25106 | 5.8938 |  |  |  |  | 0.038104 |  | 11 | 41 | 4 | 1 | 10 |  | 2050
Biomass boiler |  | INDMDRHWCHN2 | Industrial heating technology Machinery RH - Wood chip boiler (Steam - condensing) - new 2 | MKr15 | INDWCH | IMDRH | INDMWH | 2011 | 2011 | 1.1619 |  | 25 | 5.066 | 0.27565 | 5.751 | 0.031536 | 0.5 | 1 |  | 0 |  | 11 | 63 | 11 | 3 | 10 |  | 2020
Biomass boiler |  |  |  | MKr15 |  |  | INDMWH | 2030 |  | 1.1619 |  |  | 4.8425 | 0.26745 | 5.8462 |  |  |  |  | 0 |  | 11 | 49 | 8 | 3 | 10 |  | 2030
Biomass boiler |  |  |  | MKr15 |  |  | INDMWH | 2050 |  | 1.1619 |  |  | 4.3955 | 0.25106 | 5.8938 |  |  |  |  | 0 |  | 11 | 41 | 4 | 1 | 10 |  | 2050
Biomass boiler |  | INDMDMTWCHN3 | Industrial heating technology Machinery MT - Wood chip boiler (Hot Water) - new 3 | MKr15 | INDWCH | IMDMT | INDMWH | 2011 | 2011 | 0.9 |  | 25 | 4.6055 | 0.25106 | 5.751 | 0.031536 | 0.5 | 1 |  | 0.3 |  | 11 | 63 | 11 | 3 | 10 |  | 2020
Biomass boiler |  |  |  | MKr15 |  |  | INDMWH | 2030 |  | 0.9 |  |  | 4.4023 | 0.26745 | 5.8462 |  |  |  |  | 0.3 |  | 11 | 49 | 8 | 3 | 10 |  | 2030
Biomass boiler |  |  |  | MKr15 |  |  | INDMWH | 2050 |  | 0.91 |  |  | 3.9959 | 0.25106 | 5.8938 |  |  |  |  | 0.29 |  | 11 | 41 | 4 | 1 | 10 |  | 2050
Biomass boiler |  | INDMDRHWCHN3 | Industrial heating technology Machinery RH - Wood chip boiler (Hot Water) - new 3 | MKr15 | INDWCH | IMDRH | INDMWH | 2011 | 2011 | 0.9 |  | 25 | 4.6055 | 0.25106 | 5.751 | 0.031536 | 0.5 | 1 |  | 0.1 |  | 11 | 63 | 11 | 3 | 10 |  | 2020
Biomass boiler |  |  |  | MKr15 |  |  | INDMWH | 2030 |  | 0.9 |  |  | 4.4023 | 0.26745 | 5.8462 |  |  |  |  | 0.1 |  | 11 | 49 | 8 | 3 | 10 |  | 2030
Biomass boiler |  |  |  | MKr15 |  |  | INDMWH | 2050 |  | 0.91 |  |  | 3.9959 | 0.25106 | 5.8938 |  |  |  |  | 0.09 |  | 11 | 41 | 4 | 1 | 10 |  | 2050
Biomass boiler |  | INDMDMTWCHN4 | Industrial heating technology Machinery MT - Wood chip boiler (Hot Water - condensing) - new 4 | MKr15 | INDWCH | IMDMT | INDMWH | 2011 | 2011 | 1.1619 |  | 25 | 5.066 | 0.27565 | 5.751 | 0.031536 | 0.5 | 1 |  | 0.038104 |  | 11 | 63 | 11 | 3 | 10 |  | 2020
Biomass boiler |  |  |  | MKr15 |  |  | INDMWH | 2030 |  | 1.1619 |  |  | 4.8425 | 0.26745 | 5.8462 |  |  |  |  | 0.038104 |  | 11 | 49 | 8 | 3 | 10 |  | 2030
Biomass boiler |  |  |  | MKr15 |  |  | INDMWH | 2050 |  | 1.1619 |  |  | 4.3955 | 0.25106 | 5.8938 |  |  |  |  | 0.038104 |  | 11 | 41 | 4 | 1 | 10 |  | 2050
Biomass boiler |  | INDMDRHWCHN4 | Industrial heating technology Machinery RH - Wood chip boiler (Hot Water- condensing) - new 4 | MKr15 | INDWCH | IMDRH | INDMWH | 2011 | 2011 | 1.1619 |  | 25 | 5.066 | 0.27565 | 5.751 | 0.031536 | 0.5 | 1 |  | 0 |  | 11 | 63 | 11 | 3 | 10 |  | 2020
Biomass boiler |  |  |  | MKr15 |  |  | INDMWH | 2030 |  | 1.1619 |  |  | 4.8425 | 0.26745 | 5.8462 |  |  |  |  | 0 |  | 11 | 49 | 8 | 3 | 10 |  | 2030
Biomass boiler |  |  |  | MKr15 |  |  | INDMWH | 2050 |  | 1.1619 |  |  | 4.3955 | 0.25106 | 5.8938 |  |  |  |  | 0 |  | 11 | 41 | 4 | 1 | 10 |  | 2050
Direct electric heating |  | * | Industrial heating technology Machinery HT - Direct electric heating - new 10 | MKr15 | INDELC | IMDHT | INDMWH | 2011 | 2011 | 1 |  | 12.5 | 0.447 | 0 | 0.37767 | 0.031536 | 0.5 | 0 |  | 0.3 |  | 0 | 0 | 0 | 0 | 0 |  | 2020
Direct electric heating |  | * |  | MKr15 |  |  | INDMWH | 2030 |  | 1 |  |  | 0.447 | 0 | 0.38802 |  |  |  |  | 0.3 |  | 0 | 0 | 0 | 0 | 0 |  | 2030
Direct electric heating |  | * |  | MKr15 |  |  | INDMWH | 2050 |  | 1 |  |  | 0.447 | 0 | 0.39319 |  |  |  |  | 0.3 |  | 0 | 0 | 0 | 0 | 0 |  | 2050
Direct electric heating |  | * | Industrial heating technology Machinery MT - Direct electric heating - new 10 | MKr15 | INDELC | IMDMT | INDMWH | 2011 | 2011 | 1 |  | 12.5 | 0.447 | 0 | 0.37767 | 0.031536 | 0.5 | 0 |  | 0.2 |  | 0 | 0 | 0 | 0 | 0 |  | 2020
Direct electric heating |  | * |  | MKr15 |  |  | INDMWH | 2030 |  | 1 |  |  | 0.447 | 0 | 0.38802 |  |  |  |  | 0.2 |  | 0 | 0 | 0 | 0 | 0 |  | 2030
Direct electric heating |  | * |  | MKr15 |  |  | INDMWH | 2050 |  | 1 |  |  | 0.447 | 0 | 0.39319 |  |  |  |  | 0.2 |  | 0 | 0 | 0 | 0 | 0 |  | 2050
Oil-fired boiler_NEW |  | INDMDHTDSEN1 | Industrial heating technology Machinery HT - Oil boiler (Steam) - new 1 | MKr15 | INDDSL, INDDSB1, INDDSB2, INDHFO, INDDSE | IMDHT | INDMWH | 2011 | 2011 | 0.94 |  | 25 | 0.40975 | 0.01341 | 2.0694 | 0.031536 | 0.5 | 1 |  | 0.36 |  | 0.5 | 25 | 0 | 0 | 0.1 |  | 2020
Oil-fired boiler_NEW |  |  |  | MKr15 |  |  | INDMWH | 2030 |  | 0.95 |  |  | 0.34699 | 0.012665 | 1.8625 |  |  |  |  | 0.35 |  | 0.5 | 20 | 0 | 0 | 0.1 |  | 2030
Oil-fired boiler_NEW |  |  |  | MKr15 |  |  | INDMWH | 2050 |  | 0.96 |  |  | 0.32814 | 0.011175 | 1.8625 |  |  |  |  | 0.34 |  | 0.5 | 15 | 0 | 0 | 0.1 |  | 2050
Oil-fired boiler_NEW |  | INDMDMTDSEN1 | Industrial heating technology Machinery MT - Oil boiler (Steam) - new 1 | MKr15 | INDDSL, INDDSB1, INDDSB2, INDHFO, INDDSE | IMDMT | INDMWH | 2011 | 2011 | 0.94 |  | 25 | 0.40975 | 0.01341 | 2.0694 | 0.031536 | 0.5 | 1 |  | 0.26 |  | 0.5 | 25 | 0 | 0 | 0.1 |  | 2020
Oil-fired boiler_NEW |  |  |  | MKr15 |  |  | INDMWH | 2030 |  | 0.95 |  |  | 0.34699 | 0.012665 | 1.8625 |  |  |  |  | 0.25 |  | 0.5 | 20 | 0 | 0 | 0.1 |  | 2030
Oil-fired boiler_NEW |  |  |  | MKr15 |  |  | INDMWH | 2050 |  | 0.96 |  |  | 0.32814 | 0.011175 | 1.8625 |  |  |  |  | 0.24 |  | 0.5 | 15 | 0 | 0 | 0.1 |  | 2050
Oil-fired boiler_NEW |  | INDMDRHDSEN1 | Industrial heating technology Machinery RH - Oil boiler (Steam) - new 1 | MKr15 | INDDSL, INDDSB1, INDDSB2, INDHFO, INDDSE | IMDRH | INDMWH | 2011 | 2011 | 0.94 |  | 25 | 0.40975 | 0.01341 | 2.0694 | 0.031536 | 0.5 | 1 |  | 0.06 |  | 0.5 | 25 | 0 | 0 | 0.1 |  | 2020
Oil-fired boiler_NEW |  |  |  | MKr15 |  |  | INDMWH | 2030 |  | 0.95 |  |  | 0.34699 | 0.012665 | 1.8625 |  |  |  |  | 0.05 |  | 0.5 | 20 | 0 | 0 | 0.1 |  | 2030
Oil-fired boiler_NEW |  |  |  | MKr15 |  |  | INDMWH | 2050 |  | 0.96 |  |  | 0.32814 | 0.011175 | 1.8625 |  |  |  |  | 0.04 |  | 0.5 | 15 | 0 | 0 | 0.1 |  | 2050
Oil-fired boiler_NEW |  | INDMDMTDSEN2 | Industrial heating technology Machinery MT - Oil boiler (Steam - condensing) - new 2 | MKr15 | INDDSL, INDDSB1, INDDSB2, INDHFO, INDDSE | IMDMT | INDMWH | 2011 | 2011 | 0.95 |  | 25 | 0.3278 | 0.01341 | 2.0694 | 0.031536 | 0.5 | 1 |  | 0.25 |  | 0.5 | 25 | 0 | 0 | 0.1 |  | 2020
Oil-fired boiler_NEW |  |  |  | MKr15 |  |  | INDMWH | 2030 |  | 0.96 |  |  | 0.2776 | 0.012665 | 1.8625 |  |  |  |  | 0.24 |  | 0.5 | 20 | 0 | 0 | 0.1 |  | 2030
Oil-fired boiler_NEW |  |  |  | MKr15 |  |  | INDMWH | 2050 |  | 0.97 |  |  | 0.26251 | 0.011175 | 1.8625 |  |  |  |  | 0.23 |  | 0.5 | 15 | 0 | 0 | 0.1 |  | 2050
Oil-fired boiler_NEW |  | INDMDRHDSEN2 | Industrial heating technology Machinery RH - Oil boiler (Steam - condensing) - new 2 | MKr15 | INDDSL, INDDSB1, INDDSB2, INDHFO, INDDSE | IMDRH | INDMWH | 2011 | 2011 | 0.95 |  | 25 | 0.3278 | 0.01341 | 2.0694 | 0.031536 | 0.5 | 1 |  | 0.05 |  | 0.5 | 25 | 0 | 0 | 0.1 |  | 2020
Oil-fired boiler_NEW |  |  |  | MKr15 |  |  | INDMWH | 2030 |  | 0.96 |  |  | 0.2776 | 0.012665 | 1.8625 |  |  |  |  | 0.04 |  | 0.5 | 20 | 0 | 0 | 0.1 |  | 2030
Oil-fired boiler_NEW |  |  |  | MKr15 |  |  | INDMWH | 2050 |  | 0.97 |  |  | 0.26251 | 0.011175 | 1.8625 |  |  |  |  | 0.03 |  | 0.5 | 15 | 0 | 0 | 0.1 |  | 2050
Natural gas boiler_NEW |  | INDMDHTDH2N1 | Industrial heating technology Machinery HT - Gas boiler (Steam) - new 1 | MKr15 | INDNGA, INDBGA, INDSNG1, INDSNG2, INDLPG, INDSNE, INDH2 | IMDHT | INDMWH | 2011 | 2011 | 0.92 |  | 25 | 0.40636 | 0.0149 | 2.2764 | 0.031536 | 0.5 | 1 |  | 0.38 |  | 0.3 | 9 | 3 | 1 | 0.1 |  | 2020
Natural gas boiler_NEW |  |  |  | MKr15 |  |  | INDMWH | 2030 |  | 0.93 |  |  | 0.33864 | 0.014155 | 2.0694 |  |  |  |  | 0.37 |  | 0.3 | 7 | 2 | 1 | 0.1 |  | 2030
Natural gas boiler_NEW |  |  |  | MKr15 |  |  | INDMWH | 2050 |  | 0.94 |  |  | 0.33864 | 0.012665 | 2.0694 |  |  |  |  | 0.36 |  | 0.3 | 6 | 2 | 1 | 0.1 |  | 2050
Natural gas boiler_NEW |  | INDMDMTDH2N1 | Industrial heating technology Machinery MT - Gas boiler (Steam) - new 1 | MKr15 | INDNGA, INDBGA, INDSNG1, INDSNG2, INDLPG, INDSNE, INDH2 | IMDMT | INDMWH | 2011 | 2011 | 0.92 |  | 25 | 0.40636 | 0.0149 | 2.2764 | 0.031536 | 0.5 | 1 |  | 0.28 |  | 0.3 | 9 | 3 | 1 | 0.1 |  | 2020
Natural gas boiler_NEW |  |  |  | MKr15 |  |  | INDMWH | 2030 |  | 0.93 |  |  | 0.33864 | 0.014155 | 2.0694 |  |  |  |  | 0.27 |  | 0.3 | 7 | 2 | 1 | 0.1 |  | 2030
Natural gas boiler_NEW |  |  |  | MKr15 |  |  | INDMWH | 2050 |  | 0.94 |  |  | 0.33864 | 0.012665 | 2.0694 |  |  |  |  | 0.26 |  | 0.3 | 6 | 2 | 1 | 0.1 |  | 2050
Natural gas boiler_NEW |  | INDMDRHDH2N1 | Industrial heating technology Machinery RH - Gas boiler (Steam) - new 1 | MKr15 | INDNGA, INDBGA, INDSNG1, INDSNG2, INDLPG, INDSNE, INDH2 | IMDRH | INDMWH | 2011 | 2011 | 0.92 |  | 25 | 0.40636 | 0.0149 | 2.2764 | 0.031536 | 0.5 | 1 |  | 0.08 |  | 0.3 | 9 | 3 | 1 | 0.1 |  | 2020
Natural gas boiler_NEW |  |  |  | MKr15 |  |  | INDMWH | 2030 |  | 0.93 |  |  | 0.33864 | 0.014155 | 2.0694 |  |  |  |  | 0.07 |  | 0.3 | 7 | 2 | 1 | 0.1 |  | 2030
Natural gas boiler_NEW |  |  |  | MKr15 |  |  | INDMWH | 2050 |  | 0.94 |  |  | 0.33864 | 0.012665 | 2.0694 |  |  |  |  | 0.06 |  | 0.3 | 6 | 2 | 1 | 0.1 |  | 2050
Natural gas boiler_NEW |  | INDMDMTDH2N2 | Industrial heating technology Machinery MT - Gas boiler (Steam - condensing) - new 2 | MKr15 | INDNGA, INDBGA, INDSNG1, INDSNG2, INDLPG, INDSNE, INDH2 | IMDMT | INDMWH | 2011 | 2011 | 1.01 |  | 25 | 0.447 | 0.0149 | 2.2764 | 0.031536 | 0.5 | 1 |  | 0.19 |  | 0.3 | 9 | 3 | 1 | 0.1 |  | 2020
Natural gas boiler_NEW |  |  |  | MKr15 |  |  | INDMWH | 2030 |  | 1.03 |  |  | 0.3725 | 0.014155 | 2.0694 |  |  |  |  | 0.17 |  | 0.3 | 7 | 2 | 1 | 0.1 |  | 2030
Natural gas boiler_NEW |  |  |  | MKr15 |  |  | INDMWH | 2050 |  | 1.03 |  |  | 0.3725 | 0.012665 | 2.0694 |  |  |  |  | 0.17 |  | 0.3 | 6 | 2 | 1 | 0.1 |  | 2050
Natural gas boiler_NEW |  | INDMDRHDH2N2 | Industrial heating technology Machinery RH - Gas boiler (Steam - condensing) - new 2 | MKr15 | INDNGA, INDBGA, INDSNG1, INDSNG2, INDLPG, INDSNE, INDH2 | IMDRH | INDMWH | 2011 | 2011 | 1.01 |  | 25 | 0.447 | 0.0149 | 2.2764 | 0.031536 | 0.5 | 1 |  | 0 |  | 0.3 | 9 | 3 | 1 | 0.1 |  | 2020
Natural gas boiler_NEW |  |  |  | MKr15 |  |  | INDMWH | 2030 |  | 1.03 |  |  | 0.3725 | 0.014155 | 2.0694 |  |  |  |  | 0 |  | 0.3 | 7 | 2 | 1 | 0.1 |  | 2030
Natural gas boiler_NEW |  |  |  | MKr15 |  |  | INDMWH | 2050 |  | 1.03 |  |  | 0.3725 | 0.012665 | 2.0694 |  |  |  |  | 0 |  | 0.3 | 6 | 2 | 1 | 0.1 |  | 2050
Natural gas boiler_NEW |  | INDMDMTDH2N3 | Industrial heating technology Machinery MT - Gas boiler (Hot Water) - new 3 | MKr15 | INDNGA, INDBGA, INDSNG1, INDSNG2, INDLPG, INDSNE, INDH2 | IMDMT | INDMWH | 2011 | 2011 | 0.93 |  | 25 | 0.32509 | 0.0149 | 2.2764 | 0.031536 | 0.5 | 1 |  | 0.27 |  | 0.3 | 9 | 3 | 1 | 0.1 |  | 2020
Natural gas boiler_NEW |  |  |  | MKr15 |  |  | INDMWH | 2030 |  | 0.94 |  |  | 0.27091 | 0.014155 | 2.0694 |  |  |  |  | 0.26 |  | 0.3 | 7 | 2 | 1 | 0.1 |  | 2030
Natural gas boiler_NEW |  |  |  | MKr15 |  |  | INDMWH | 2050 |  | 0.95 |  |  | 0.27091 | 0.012665 | 2.0694 |  |  |  |  | 0.25 |  | 0.3 | 6 | 2 | 1 | 0.1 |  | 2050
Natural gas boiler_NEW |  | INDMDRHDH2N3 | Industrial heating technology Machinery RH - Gas boiler (Hot Water) - new 3 | MKr15 | INDNGA, INDBGA, INDSNG1, INDSNG2, INDLPG, INDSNE, INDH2 | IMDRH | INDMWH | 2011 | 2011 | 0.93 |  | 25 | 0.32509 | 0.0149 | 2.2764 | 0.031536 | 0.5 | 1 |  | 0.07 |  | 0.3 | 9 | 3 | 1 | 0.1 |  | 2020
Natural gas boiler_NEW |  |  |  | MKr15 |  |  | INDMWH | 2030 |  | 0.94 |  |  | 0.27091 | 0.014155 | 2.0694 |  |  |  |  | 0.06 |  | 0.3 | 7 | 2 | 1 | 0.1 |  | 2030
Natural gas boiler_NEW |  |  |  | MKr15 |  |  | INDMWH | 2050 |  | 0.95 |  |  | 0.27091 | 0.012665 | 2.0694 |  |  |  |  | 0.05 |  | 0.3 | 6 | 2 | 1 | 0.1 |  | 2050
Natural gas boiler_NEW |  | INDMDMTDH2N4 | Industrial heating technology Machinery MT - Gas boiler (Hot Water - condensing) - new 4 | MKr15 | INDNGA, INDBGA, INDSNG1, INDSNG2, INDLPG, INDSNE, INDH2 | IMDMT | INDMWH | 2011 | 2011 | 1.01 |  | 25 | 0.3576 | 0.0149 | 2.2764 | 0.031536 | 0.5 | 1 |  | 0.19 |  | 0.3 | 9 | 3 | 1 | 0.1 |  | 2020
Natural gas boiler_NEW |  |  |  | MKr15 |  |  | INDMWH | 2030 |  | 1.03 |  |  | 0.298 | 0.014155 | 2.0694 |  |  |  |  | 0.17 |  | 0.3 | 7 | 2 | 1 | 0.1 |  | 2030
Natural gas boiler_NEW |  |  |  | MKr15 |  |  | INDMWH | 2050 |  | 1.03 |  |  | 0.298 | 0.012665 | 2.0694 |  |  |  |  | 0.17 |  | 0.3 | 6 | 2 | 1 | 0.1 |  | 2050
Natural gas boiler_NEW |  | INDMDRHDH2N4 | Industrial heating technology Machinery RH - Gas boiler (Hot Water- condensing) - new 4 | MKr15 | INDNGA, INDBGA, INDSNG1, INDSNG2, INDLPG, INDSNE, INDH2 | IMDRH | INDMWH | 2011 | 2011 | 1.01 |  | 25 | 0.3576 | 0.0149 | 2.2764 | 0.031536 | 0.5 | 1 |  | 0 |  | 0.3 | 9 | 3 | 1 | 0.1 |  | 2020
Natural gas boiler_NEW |  |  |  | MKr15 |  |  | INDMWH | 2030 |  | 1.03 |  |  | 0.298 | 0.014155 | 2.0694 |  |  |  |  | 0 |  | 0.3 | 7 | 2 | 1 | 0.1 |  | 2030
Natural gas boiler_NEW |  |  |  | MKr15 |  |  | INDMWH | 2050 |  | 1.03 |  |  | 0.298 | 0.012665 | 2.0694 |  |  |  |  | 0 |  | 0.3 | 6 | 2 | 1 | 0.1 |  | 2050
Natural gas boiler_NEW |  | INDMDHTDH2N5 | Industrial heating technology Machinery HT - Gas boiler (Direct firing) - new 5 | MKr15 | INDNGA, INDBGA, INDSNG1, INDSNG2, INDLPG, INDSNE, INDH2 | IMDHT | INDMWH | 2011 | 2011 | 1 |  | 15 | 0.11175 | 0.0013545 | 0.58462 | 0.031536 | 0.5 | 1 |  | 0.3 |  | 0.3 | 9 | 3 | 1 | 0.1 |  | 2020
Natural gas boiler_NEW |  |  |  | MKr15 |  |  | INDMWH | 2030 |  | 1 |  |  | 0.11175 | 0.0013207 | 0.57427 |  |  |  |  | 0.3 |  | 0.3 | 7 | 2 | 1 | 0.1 |  | 2030
Natural gas boiler_NEW |  |  |  | MKr15 |  |  | INDMWH | 2050 |  | 1 |  |  | 0.11175 | 0.0011514 | 0.57944 |  |  |  |  | 0.3 |  | 0.3 | 6 | 2 | 1 | 0.1 |  | 2050
Natural gas boiler_NEW |  | INDMDMTDH2N5 | Industrial heating technology Machinery MT - Gas boiler (Direct firing) - new 5 | MKr15 | INDNGA, INDBGA, INDSNG1, INDSNG2, INDLPG, INDSNE, INDH2 | IMDMT | INDMWH | 2011 | 2011 | 1 |  | 25 | 0.11175 | 0.0013545 | 0.58462 | 0.031536 | 0.5 | 1 |  | 0.2 |  | 0.3 | 9 | 3 | 1 | 0.1 |  | 2020
Natural gas boiler_NEW |  |  |  | MKr15 |  |  | INDMWH | 2030 |  | 1 |  |  | 0.11175 | 0.0013207 | 0.57427 |  |  |  |  | 0.2 |  | 0.3 | 7 | 2 | 1 | 0.1 |  | 2030
Natural gas boiler_NEW |  |  |  | MKr15 |  |  | INDMWH | 2050 |  | 1 |  |  | 0.11175 | 0.0011514 | 0.57944 |  |  |  |  | 0.2 |  | 0.3 | 6 | 2 | 1 | 0.1 |  | 2050
Coal boiler |  | INDMDHTCOAN1 | Industrial heating technology Machinery HT - Coal boiler (Steam) - new 1 | MKr15 | INDCOA | IMDHT | INDMWH | 2011 | 2011 | 0.89 |  | 25 | 3.725 | 0.25106 | 3.9382 | 0.031536 | 0.5 | 1 |  | 0.41 |  | 8 | 35 | 1.5 | 0.8 | 2.1 |  | 2020
Coal boiler |  |  |  | MKr15 |  |  | INDMWH | 2030 |  | 0.89 |  |  | 3.4699 | 0.24287 | 3.9837 |  |  |  |  | 0.41 |  | 8 | 35 | 1.5 | 0.8 | 2.1 |  | 2030
Coal boiler |  |  |  | MKr15 |  |  | INDMWH | 2050 |  | 0.91 |  |  | 3.2814 | 0.22797 | 4.0064 |  |  |  |  | 0.39 |  | 8 | 35 | 1.5 | 0.8 | 2.1 |  | 2050
Coal boiler |  | INDMDMTCOAN1 | Industrial heating technology Machinery MT - Coal boiler (Steam) - new 1 | MKr15 | INDCOA | IMDMT | INDMWH | 2011 | 2011 | 0.89 |  | 25 | 3.725 | 0.25106 | 3.9382 | 0.031536 | 0.5 | 1 |  | 0.31 |  | 8 | 35 | 1.5 | 0.8 | 2.1 |  | 2020
Coal boiler |  |  |  | MKr15 |  |  | INDMWH | 2030 |  | 0.89 |  |  | 3.4699 | 0.24287 | 3.9837 |  |  |  |  | 0.31 |  | 8 | 35 | 1.5 | 0.8 | 2.1 |  | 2030
Coal boiler |  |  |  | MKr15 |  |  | INDMWH | 2050 |  | 0.91 |  |  | 3.2814 | 0.22797 | 4.0064 |  |  |  |  | 0.29 |  | 8 | 35 | 1.5 | 0.8 | 2.1 |  | 2050
Coal boiler |  | INDMDRHCOAN1 | Industrial heating technology Machinery RH - Coal boiler (Steam) - new 1 | MKr15 | INDCOA | IMDRH | INDMWH | 2011 | 2011 | 0.89 |  | 25 | 3.725 | 0.25106 | 3.9382 | 0.031536 | 0.5 | 1 |  | 0.11 |  | 8 | 35 | 1.5 | 0.8 | 2.1 |  | 2020
Coal boiler |  |  |  | MKr15 |  |  | INDMWH | 2030 |  | 0.89 |  |  | 3.4699 | 0.24287 | 3.9837 |  |  |  |  | 0.11 |  | 8 | 35 | 1.5 | 0.8 | 2.1 |  | 2030
Coal boiler |  |  |  | MKr15 |  |  | INDMWH | 2050 |  | 0.91 |  |  | 3.2814 | 0.22797 | 4.0064 |  |  |  |  | 0.09 |  | 8 | 35 | 1.5 | 0.8 | 2.1 |  | 2050
Coal boiler |  | INDMDMTCOAN2 | Industrial heating technology Machinery MT - Coal boiler (Hot Water) - new 2 | MKr15 | INDCOA | IMDMT | INDMWH | 2011 | 2011 | 0.89 |  | 25 | 3.725 | 0.25106 | 3.9382 | 0.031536 | 0.5 | 1 |  | 0.31 |  | 8 | 35 | 1.5 | 0.8 | 2.1 |  | 2020
Coal boiler |  |  |  | MKr15 |  |  | INDMWH | 2030 |  | 0.89 |  |  | 3.725 | 0.24287 | 3.9837 |  |  |  |  | 0.31 | [7 empty] | 2030
Coal boiler |  |  |  | MKr15 |  |  | INDMWH | 2050 |  | 0.91 |  |  | 3.725 | 0.22797 | 4.0064 |  |  |  |  | 0.29 | [7 empty] | 2050
Coal boiler |  | INDMDRHCOAN2 | Industrial heating technology Machinery RH - Coal boiler (Hot Water) - new 2 | MKr15 | INDCOA | IMDRH | INDMWH | 2011 | 2011 | 0.89 |  | 25 | 3.725 | 0.25106 | 3.9382 | 0.031536 | 0.5 | 1 |  | 0.11 |  | 8 | 35 | 1.5 | 0.8 | 2.1 |  | 2020
Coal boiler |  |  |  | MKr15 |  |  | INDMWH | 2030 |  | 0.89 |  |  | 3.725 | 0.24287 | 3.9837 |  |  |  |  | 0.11 | [7 empty] | 2030
Coal boiler |  |  |  | MKr15 |  |  | INDMWH | 2050 |  | 0.91 |  |  | 3.725 | 0.22797 | 4.0064 |  |  |  |  | 0.09 | [7 empty] | 2050
Solar heating |  | INDMDRHSOLN1 | Industrial heating technology Machinery RH - Solar - new 1 | MKr15 | INDSOL | IMDRH |  | 2011 | 2011 | 1 |  | 25 | 4.2857 | 0.02066 | 0 | 0.031536 | 0.09 | 1 |  |  |  | 0 | 0 | 0 | 0 | 0 |  | 2020
Solar heating |  |  |  | MKr15 |  |  |  | 2030 |  | 1 |  | 30 | 3.9286 | 0.023281 | 0 | [12 empty] | 2030
Solar heating |  |  |  | MKr15 |  |  |  | 2050 |  | 1 |  | 30 | 3.5714 | 0.021499 | 0 | [12 empty] | 2050
|  | * Heat Exchangers |  | MKr15
|  | INDMDRHHCEN1 | Industrial heating technology Machinery RH - central district heating - within DH area - new 1 | MKr15 | INDHCE | IMDRH |  | 2011 | 2011 | 0.96 |  | 30 | 1.17 | 0.058736 | 1.9463 | 0.031536 | 0.5
|  | INDMDRHHDEN1 | Industrial heating technology Machinery RH - decentral district heating - within DH area - new 1 | MKr15 | INDHDE | IMDRH |  | 2011 | 2011 | 0.96 |  | 30 | 1.25 | 0.058736 | 1.9463 | 0.031536 | 0.5
|  | * Electric appliances |  | MKr15
|  | INDMDLAELCN1 | Industry Machinery LA Electricity Light Appliance - New 1 | MKr15 | INDELC | IMDLA |  | 2011 | 2011 | 1 |  | 10 |  |  |  |  | 0.9
|  |  |  | MKr15 |  |  |  | 2020
|  |  |  | MKr15 |  |  |  | 2030
|  |  |  | MKr15 |  |  |  | 2050
|  | INDMDEMELCN1 | Industry Machinery EM Electricity Motors - New 1 | MKr15 | INDELC | IMDEM |  | 2011 | 2011 | 1 |  | 10 |  |  |  |  | 0.9
|  |  |  | MKr15 |  |  |  | 2020
|  |  |  | MKr15 |  |  |  | 2030
|  |  |  | MKr15 |  |  |  | 2050
|  | INDMDTFDSLN1 | Industry Machinery TF Tractors, Trucks, Fishing boats - New 1 | MKr15 | INDDSL, INDDSB1, INDDSB2, INDHFO, INDDSE | IMDTF |  | 2011 | 2011 | 1 |  | 10 |  |  |  |  | 0.9
|  |  |  | MKr15 |  |  |  | 2020
|  |  |  | MKr15 |  |  |  | 2030
|  |  |  | MKr15 |  |  |  | 2050
|  | INDMDFLDH2N1 | Industry Machinery TF Forklifts - New 1 | MKr15 | INDNGA, INDBGA, INDSNG1, INDSNG2, INDLPG, INDSNE, INDH2 | IMDFL |  | 2011 | 2011 | 1 |  | 10 |  |  |  |  | 0.9
|  |  |  | MKr15 |  |  |  | 2020
|  |  |  | MKr15 |  |  |  | 2030
|  |  |  | MKr15 |  |  |  | 2050
~FI_Process
| Sets | TechName | TechDesc | Tact | Tcap | Tslvl | PrimaryCG | Vintage
| *Process Set Membership | Technology Name | Technology Description | Activity Unit | Capacity Unit | TimeSlice level of Process Activity | Primary Commodity Group | Vintage Tracking
| DMD | INDMDMTELCN1 | Industrial heating technology Machinery MT - Heat pump utilizing waste heat - new 1 | PJ | MW | DAYNITE |  | yes
| DMD | INDMDRHELCN1 | Industrial heating technology Machinery RH - Heat pump utilizing waste heat - new 1 | PJ | MW | DAYNITE |  | yes
| * | * | Industrial heating technology Machinery MT - Heat pump utilizing waste heat - new 1 | PJ | MW | DAYNITE |  | yes
| DMD | INDMDRHELCN2 | Industrial heating technology Machinery RH - Heat driven heat pump utilizing waste heat - new 2 | PJ | MW | DAYNITE |  | yes
| DMD | INDMDMTELCN3 | Industrial heating technology Machinery MT - High Temp abs. Heat pump utilizing waste heat - new 3 | PJ | MW | DAYNITE |  | yes
| DMD | INDMDRHELCN3 | Industrial heating technology Machinery RH - High Temp abs. Heat pump utilizing waste heat - new 3 | PJ | MW | DAYNITE |  | yes
| DMD | INDMDMTELCN4 | Industrial heating technology Machinery MT - Booster Heat pump utilizing waste heat - new 4 | PJ | MW | DAYNITE |  | yes
| DMD | INDMDRHELCN4 | Industrial heating technology Machinery RH - Booster Heat pump utilizing waste heat - new 4 | PJ | MW | DAYNITE |  | yes
| DMD | INDMDMTELCN5 | Industrial heating technology Machinery MT - MVR utilizing waste heat - new 5 | PJ | MW |  |  | yes
| * | * | Industrial heating technology Machinery MT - Heat pump utilizing waste heat - new 1 | PJ | MW | DAYNITE |  | yes
| * | * | Industrial heating technology Machinery MT - Heat pump utilizing waste heat - new 1 | PJ | MW | DAYNITE |  | yes
| DMD | INDMDMTELCN7 | Industrial heating technology Machinery MT - Infrared heating - new 7 | PJ | MW | DAYNITE |  | yes
| DMD | INDMDHTELCN8 | Industrial heating technology Machinery HT - Electric boiler (Steam) - new 8 | PJ | MW | DAYNITE |  | yes
| DMD | INDMDMTELCN8 | Industrial heating technology Machinery MT - Electric boiler (Steam) - new 8 | PJ | MW | DAYNITE |  | yes
| DMD | INDMDRHELCN8 | Industrial heating technology Machinery RH - Electric boiler (Steam) - new 8 | PJ | MW | DAYNITE |  | yes
| DMD | INDMDMTELCN9 | Industrial heating technology Machinery MT - Electric boiler (Hot Water) - new 9 | PJ | MW | DAYNITE |  | yes
| DMD | INDMDRHELCN9 | Industrial heating technology Machinery RH - Electric boiler (Hot Water) - new 9 | PJ | MW | DAYNITE |  | yes
| DMD | INDMDHTWCHN1 | Industrial heating technology Machinery HT - Wood chip boiler (Steam) - new 1 | PJ | MW |  |  | yes
| DMD | INDMDMTWCHN1 | Industrial heating technology Machinery MT - Wood chip boiler (Steam) - new 1 | PJ | MW |  |  | yes
| DMD | INDMDRHWCHN1 | Industrial heating technology Machinery RH - Wood chip boiler (Steam) - new 1 | PJ | MW |  |  | yes
| DMD | INDMDMTWCHN2 | Industrial heating technology Machinery MT - Wood chip boiler (Steam - condensing) - new 2 | PJ | MW |  |  | yes
| DMD | INDMDRHWCHN2 | Industrial heating technology Machinery RH - Wood chip boiler (Steam - condensing) - new 2 | PJ | MW |  |  | yes
| DMD | INDMDMTWCHN3 | Industrial heating technology Machinery MT - Wood chip boiler (Hot Water) - new 3 | PJ | MW |  |  | yes
| DMD | INDMDRHWCHN3 | Industrial heating technology Machinery RH - Wood chip boiler (Hot Water) - new 3 | PJ | MW |  |  | yes
| DMD | INDMDMTWCHN4 | Industrial heating technology Machinery MT - Wood chip boiler (Hot Water - condensing) - new 4 | PJ | MW |  |  | yes
| DMD | INDMDRHWCHN4 | Industrial heating technology Machinery RH - Wood chip boiler (Hot Water- condensing) - new 4 | PJ | MW |  |  | yes
| * | * | Industrial heating technology Machinery MT - Heat pump utilizing waste heat - new 1 | PJ | MW | DAYNITE |  | yes
| * | * | Industrial heating technology Machinery MT - Heat pump utilizing waste heat - new 1 | PJ | MW | DAYNITE |  | yes
| DMD | INDMDHTDSEN1 | Industrial heating technology Machinery HT - Oil boiler (Steam) - new 1 | PJ | MW |  |  | yes
| DMD | INDMDMTDSEN1 | Industrial heating technology Machinery MT - Oil boiler (Steam) - new 1 | PJ | MW |  |  | yes
| DMD | INDMDRHDSEN1 | Industrial heating technology Machinery RH - Oil boiler (Steam) - new 1 | PJ | MW |  |  | yes
| DMD | INDMDMTDSEN2 | Industrial heating technology Machinery MT - Oil boiler (Steam - condensing) - new 2 | PJ | MW |  |  | yes
| DMD | INDMDRHDSEN2 | Industrial heating technology Machinery RH - Oil boiler (Steam - condensing) - new 2 | PJ | MW |  |  | yes
| DMD | INDMDHTDH2N1 | Industrial heating technology Machinery HT - Gas boiler (Steam) - new 1 | PJ | MW |  |  | yes
| DMD | INDMDMTDH2N1 | Industrial heating technology Machinery MT - Gas boiler (Steam) - new 1 | PJ | MW |  |  | yes
| DMD | INDMDRHDH2N1 | Industrial heating technology Machinery RH - Gas boiler (Steam) - new 1 | PJ | MW |  |  | yes
| DMD | INDMDMTDH2N2 | Industrial heating technology Machinery MT - Gas boiler (Steam - condensing) - new 2 | PJ | MW |  |  | yes
| DMD | INDMDRHDH2N2 | Industrial heating technology Machinery RH - Gas boiler (Steam - condensing) - new 2 | PJ | MW |  |  | yes
| DMD | INDMDMTDH2N3 | Industrial heating technology Machinery MT - Gas boiler (Hot Water) - new 3 | PJ | MW |  |  | yes
| DMD | INDMDRHDH2N3 | Industrial heating technology Machinery RH - Gas boiler (Hot Water) - new 3 | PJ | MW |  |  | yes
| DMD | INDMDMTDH2N4 | Industrial heating technology Machinery MT - Gas boiler (Hot Water - condensing) - new 4 | PJ | MW |  |  | yes
| DMD | INDMDRHDH2N4 | Industrial heating technology Machinery RH - Gas boiler (Hot Water- condensing) - new 4 | PJ | MW |  |  | yes
| DMD | INDMDHTDH2N5 | Industrial heating technology Machinery HT - Gas boiler (Direct firing) - new 5 | PJ | MW |  |  | yes
| DMD | INDMDMTDH2N5 | Industrial heating technology Machinery MT - Gas boiler (Direct firing) - new 5 | PJ | MW |  |  | yes
| DMD | INDMDHTCOAN1 | Industrial heating technology Machinery HT - Coal boiler (Steam) - new 1 | PJ | MW |  |  | yes
| DMD | INDMDMTCOAN1 | Industrial heating technology Machinery MT - Coal boiler (Steam) - new 1 | PJ | MW |  |  | yes
| DMD | INDMDRHCOAN1 | Industrial heating technology Machinery RH - Coal boiler (Steam) - new 1 | PJ | MW |  |  | yes
| DMD | INDMDMTCOAN2 | Industrial heating technology Machinery MT - Coal boiler (Hot Water) - new 2 | PJ | MW |  |  | yes
| DMD | INDMDRHCOAN2 | Industrial heating technology Machinery RH - Coal boiler (Hot Water) - new 2 | PJ | MW |  |  | yes
| DMD | INDMDRHSOLN1 | Industrial heating technology Machinery RH - Solar - new 1 | PJ | MW | DAYNITE |  | yes
| DMD | INDMDRHHCEN1 | Industrial heating technology Machinery RH - central district heating - within DH area - new 1 | PJ | MW | DAYNITE |  | yes
| DMD | INDMDRHHDEN1 | Industrial heating technology Machinery RH - decentral district heating - within DH area - new 1 | PJ | MW | DAYNITE |  | yes
| DMD | INDMDLAELCN1 | Industry Machinery LA Electricity Light Appliance - New 1 | PJ | MW | DAYNITE |  | yes
| DMD | INDMDEMELCN1 | Industry Machinery EM Electricity Motors - New 1 | PJ | MW | DAYNITE |  | yes
| DMD | INDMDTFDSLN1 | Industry Machinery TF Tractors, Trucks, Fishing boats - New 1 | PJ | MW |  |  | yes
| DMD | INDMDFLDH2N1 | Industry Machinery TF Forklifts - New 1 | PJ | MW |  |  | yes
~FI_Comm
CSet | Region | CommName | CommDesc | Unit | LimType | CTSLvl | PeakTS | Ctype
*Commodity Set Membership | Region Name | Commodity Name | Commodity Description | Unit | Sense of the Balance EQN. | Timeslice Level | Peak Monitoring | Electricity Indicator
ENV |  | IMDSOx | Industrial heating heating technology Machinery - SOx emission | g/GJ
|  | IMDNOx | Industrial heating heating technology Machinery - NOx emission | g/GJ
|  | IMDCH4 | Industrial heating heating technology Machinery - CH4 emission | g/GJ
|  | IMDNO2 | Industrial heating heating technology Machinery - NO2 emission | g/GJ
|  | IMDPM | Industrial heating heating technology Machinery - Particle emission | g/GJ
NRG |  | INDMWH | Industrial heating technology Machinery - Waste heat | PJ |  | DAYNITE
Note on E1: Andreas Helk ¦ Viegand Maagøe: Input for each sheet - Choose between the categories from the ENS catalogue. Used for looking up potentials
Note on S1: Andreas Helk ¦ Viegand Maagøe: Column number for looking up the right FLO_MARK (direct or indirect technologies)
Note on U1: Andreas Helk ¦ Viegand Maagøe: Base input for calculating waste heat in industry. Factor that estimates how much waste heat is generated within HT, MT and RH due to the processes involved and not the technology i.e. drying processes, evaporation, distilling etc. Should be sector-specific depending on the processes within each sector.
Note on E2: Andreas Helk ¦ Viegand Maagøe: Write a sector name for TechDesc and Comm-OUT
Note on G6: Andreas Helk ¦ Viegand Maagøe: Heat pumps are set to use both electricity and waste heat within industries.
Note on I6: Andreas Helk ¦ Viegand Maagøe: Boilers are also set to give out waste heat
Note on M6: Andreas Helk ¦ Viegand Maagøe: For heat pumps the COP value is loaded here for calculating the input shares. (* means that TIMES does not read the column)
Note on S6: Andreas Helk ¦ Viegand Maagøe: Consider looking into updating these
Note on X6: Maurizio Gargiulo: It is not possible to use the parameter like in here because we have more than one COMM-OUT. If you try to join the two tables you will get an error. We should move these information in a scenario file
Note on M9: Andreas Helk ¦ Viegand Maagøe: Heat pump COP is written in this column since they are not using air as heat source, but using the waste heat within the industry.
Note on T33: Andreas Helk ¦ Viegand Maagøe: Assumed that the traditional heat pumps are prioritized first, so the Abs. heat pump potential is what is left.
Note on T45: Andreas Helk ¦ Viegand Maagøe: Assumed that the traditional heat pumps are prioritized first, so the Booster heat pump potential is what is left.
Note on T183: Andreas Helk ¦ Viegand Maagøe: Not a part of the technology catalogue - manual input
Note on O187: Stefan Petrovic: =L6*0.95 was previously

## IND_Food_new
|  | Sector name: | 1.Food, beverages and tobacco | [13 empty] | Direct | Indirect | WH Base input: | HT | 0.3
|  |  | Food | [13 empty] | 5 | 6 |  | MT | 0.2
[20 empty] | RH | 0
~FI_T
Sheet names (for lookups) |  | TechName | *TechDesc | CURR | Comm-IN | Comm-OUT | Comm-OUT-A | YEAR | START | EFF | *COP | LIFE | INVCOST | FIXOM | VAROM | CAP2ACT | AFA | FLO_MARK | Share-I~UP | VDA_FLOP |  | FEMIS~IFDSOx | FEMIS~IFDNOx | FEMIS~IFDCH4 | FEMIS~IFDNO2 | FEMIS~IFDPM | * Source | Lookup year | Input~ELCC | EFF heat pumps moved to Trans file
*PlantName
|  | * | [10 empty] | Mkr/MW | Mkr/MW/year | Mkr/PJ | Factor | Factor |  |  |  |  | g/GJ | g/GJ | g/GJ | g/GJ | g/GJ
Trad. Heat pump 80C |  | INDFDMTELCN1 | Industrial heating technology Food MT - Heat pump utilizing waste heat - new 1 | MKr15 | INDELC | IFDMT |  | 2020 | 2020 | 1 | 4.4755 | 20 | 5.4385 | 0.0149 | 6.7464 | 0.031536 | 0.5 | 0.21 | 0.22567 |  |  | 0 | 0 | 0 | 0 | 0 |  | 2020
Trad. Heat pump 80C |  |  |  | MKr15 | INDFWH | [13 empty] | 0.77433
Trad. Heat pump 80C |  |  |  | MKr15 | INDELC | IFDMT |  | 2030 |  | 1 | 4.5793 |  | 4.8425 | 0.0149 | 6.6222 |  |  |  | 0.22056 |  |  | 0 | 0 | 0 | 0 | 0 |  | 2030
Trad. Heat pump 80C |  |  |  | MKr15 | INDFWH | [13 empty] | 0.77944 | [11 empty] | Sector | Food
Trad. Heat pump 80C |  |  |  | MKr15 | INDELC | IFDMT |  | 2050 |  | 1 | 4.7191 |  | 4.321 | 0.0149 | 6.4567 |  |  |  | 0.21402 |  |  | 0 | 0 | 0 | 0 | 0 |  | 2050 |  |  | IFDHT | Food industry Demand Heat High Temp. over 150C | IFDMT | Food industry Demand Heat Medium Temp. up to 150C
Trad. Heat pump 80C |  |  |  | MKr15 | INDFWH | [13 empty] | 0.78598 | [11 empty] | IFDMT | Food industry Demand Heat Medium Temp. up to 150C | IFDHT | Food industry Demand Heat High Temp. over 150C
Trad. Heat pump 80C |  | INDFDRHELCN1 | Industrial heating technology Food RH - Heat pump utilizing waste heat - new 1 | MKr15 | INDELC | IFDRH |  | 2020 | 2020 | 1 | 4.4755 | 20 | 5.4385 | 0.0149 | 6.7464 | 0.031536 | 0.5 | 1 | 0.22567 |  |  | 0 | 0 | 0 | 0 | 0 |  | 2020 |  |  | IFDRH | Food industry Demand Heat Room Heat | IFDRH | Food industry Demand Heat Room Heat
Trad. Heat pump 80C |  |  |  | MKr15 | INDFWH | [13 empty] | 0.77433 | [11 empty] | IFDLA | Food industry Demand Light | IFDLA | Food industry Demand Light
Trad. Heat pump 80C |  |  |  | MKr15 | INDELC | IFDRH |  | 2030 |  | 1 | 4.5793 |  | 4.8425 | 0.0149 | 6.6222 |  |  |  | 0.22056 |  |  | 0 | 0 | 0 | 0 | 0 |  | 2030 |  |  | IFDEM | Food industry Demand Electric Motors | IFDEM | Food industry Demand Electric Motors
Trad. Heat pump 80C |  |  |  | MKr15 | INDFWH | [13 empty] | 0.77944 | [11 empty] | IFDTF | Food industry Demand Haulage Tractors, Trucks, Fishing boats, Forest machines | IFDTF | Food industry Demand Haulage Tractors, Trucks, Fishing boats, Forest machines
Trad. Heat pump 80C |  |  |  | MKr15 | INDELC | IFDRH |  | 2050 |  | 1 | 4.7191 |  | 4.321 | 0.0149 | 6.4567 |  |  |  | 0.21402 |  |  | 0 | 0 | 0 | 0 | 0 |  | 2050 |  |  | IFDFL | Food industry Demand Haulage Forklifts | IFDFL | Food industry Demand Haulage Forklifts
Trad. Heat pump 80C |  |  |  | MKr15 | INDFWH | [13 empty] | 0.78598 | [11 empty] | INDFWH | Food Industrial Waste Heat
Heat driven Heat pump 80C |  | * | Industrial heating technology Food MT - Heat driven heat pump utilizing waste heat - new 2 | MKr15 | INDELC | IFDMT |  | 2020 | 2020 | 1 | 1.68 | 20 | 4.172 | 0.0149 | 2.0901 | 0.031536 | 0.5 | 0 | 0.60119 |  |  | 0 | 0 | 0 | 0 | 0 |  | 2020
Heat driven Heat pump 80C |  | * |  | MKr15 | INDFWH | [13 empty] | 0.39881 | [11 empty] | 1
Heat driven Heat pump 80C |  | * |  | MKr15 | INDELC | IFDMT |  | 2030 |  | 1 | 1.69 |  | 3.7995 | 0.0149 | 2.0694 |  |  |  | 0.59763 |  |  | 0 | 0 | 0 | 0 | 0 |  | 2030 |  |  | 2
Heat driven Heat pump 80C |  | * |  | MKr15 | INDFWH | [13 empty] | 0.40237 | [11 empty] | 3
Heat driven Heat pump 80C |  | * |  | MKr15 | INDELC | IFDMT |  | 2050 |  | 1 | 1.71 |  | 3.427 | 0.0149 | 2.0488 |  |  |  | 0.59064 |  |  | 0 | 0 | 0 | 0 | 0 |  | 2050 |  |  | 4
Heat driven Heat pump 80C |  | * |  | MKr15 | INDFWH | [13 empty] | 0.40936 | [11 empty] | 5 | 1.Food, beverages and tobacco
Heat driven Heat pump 80C |  | INDFDRHELCN2 | Industrial heating technology Food RH - Heat driven heat pump utilizing waste heat - new 2 | MKr15 | INDELC | IFDRH |  | 2020 | 2020 | 1 | 1.68 | 20 | 4.172 | 0.0149 | 2.0901 | 0.031536 | 0.5 | 1 | 0.60119 |  |  | 0 | 0 | 0 | 0 | 0 |  | 2020 |  |  | 6
Heat driven Heat pump 80C |  |  |  | MKr15 | INDFWH | [13 empty] | 0.39881 | [11 empty] | 7 | 2.Commodity production
Heat driven Heat pump 80C |  |  |  | MKr15 | INDELC | IFDRH |  | 2030 |  | 1 | 1.69 |  | 3.7995 | 0.0149 | 2.0694 |  |  |  | 0.59763 |  |  | 0 | 0 | 0 | 0 | 0 |  | 2030 |  |  | 8
Heat driven Heat pump 80C |  |  |  | MKr15 | INDFWH | [13 empty] | 0.40237 | [11 empty] | 9 | 3.Cement and non-metallic mineral (+Extraction of gravel and stone)
Heat driven Heat pump 80C |  |  |  | MKr15 | INDELC | IFDRH |  | 2050 |  | 1 | 1.71 |  | 3.427 | 0.0149 | 2.0488 |  |  |  | 0.59064 |  |  | 0 | 0 | 0 | 0 | 0 |  | 2050 |  |  | 10
Heat driven Heat pump 80C |  |  |  | MKr15 | INDFWH | [13 empty] | 0.40936 | [11 empty] | 11 | 4.Chemical industry
High Temp abs. Heat pump 150C |  | INDFDMTELCN3 | Industrial heating technology Food MT - High Temp abs. Heat pump utilizing waste heat - new 3 | MKr15 | INDELC | IFDMT |  | 2020 | 2020 | 1 | 2.75 | 20 | 7.1395 | 0.0072265 | 6.7464 | 0.031536 | 0.5 | 0.23 | 0.36727 |  |  | 0 | 0 | 0 | 0 | 0 |  | 2020 |  |  | 12
High Temp abs. Heat pump 150C |  |  |  | MKr15 | INDFWH | [13 empty] | 0.63273 | [11 empty] | 13 | 5.Metals, machinery and electronics
High Temp abs. Heat pump 150C |  |  |  | MKr15 | INDELC | IFDMT |  | 2030 |  | 1 | 2.875 |  | 6.3823 | 0.0064815 | 6.6222 |  |  |  | 0.3513 |  |  | 0 | 0 | 0 | 0 | 0 |  | 2030 |  |  | 14
High Temp abs. Heat pump 150C |  |  |  | MKr15 | INDFWH | [13 empty] | 0.6487
High Temp abs. Heat pump 150C |  |  |  | MKr15 | INDELC | IFDMT |  | 2050 |  | 1 | 3.025 |  | 5.7365 | 0.005364 | 6.4567 |  |  |  | 0.33388 |  |  | 0 | 0 | 0 | 0 | 0 |  | 2050
High Temp abs. Heat pump 150C |  |  |  | MKr15 | INDFWH | [13 empty] | 0.66612
High Temp abs. Heat pump 150C |  | INDFDRHELCN3 | Industrial heating technology Food RH - High Temp abs. Heat pump utilizing waste heat - new 3 | MKr15 | INDELC | IFDRH |  | 2020 | 2020 | 1 | 2.75 | 20 | 7.1395 | 0.0072265 | 6.7464 | 0.031536 | 0.5 | 1 | 0.36727 |  |  | 0 | 0 | 0 | 0 | 0 |  | 2020
High Temp abs. Heat pump 150C |  |  |  | MKr15 | INDFWH | [13 empty] | 0.63273
High Temp abs. Heat pump 150C |  |  |  | MKr15 | INDELC | IFDRH |  | 2030 |  | 1 | 2.875 |  | 6.3823 | 0.0064815 | 6.6222 |  |  |  | 0.3513 |  |  | 0 | 0 | 0 | 0 | 0 |  | 2030
High Temp abs. Heat pump 150C |  |  |  | MKr15 | INDFWH | [13 empty] | 0.6487
High Temp abs. Heat pump 150C |  |  |  | MKr15 | INDELC | IFDRH |  | 2050 |  | 1 | 3.025 |  | 5.7365 | 0.005364 | 6.4567 |  |  |  | 0.33388 |  |  | 0 | 0 | 0 | 0 | 0 |  | 2050
High Temp abs. Heat pump 150C |  |  |  | MKr15 | INDFWH | [13 empty] | 0.66612
Booster Heat pump 150C |  | INDFDMTELCN4 | Industrial heating technology Food MT - Booster Heat pump utilizing waste heat - new 4 | MKr15 | INDELC | IFDMT |  | 2020 | 2020 | 1 | 1.93 | 20 | 12.1589 | 0.0149 | 7.1189 | 0.031536 | 0.5 | 0.63 | 0.52332 |  |  | 0 | 0 | 0 | 0 | 0 |  | 2020
Booster Heat pump 150C |  |  |  | MKr15 | INDFWH | [13 empty] | 0.47668
Booster Heat pump 150C |  |  |  | MKr15 | INDELC | IFDMT |  | 2030 |  | 1 | 1.9894 |  | 9.8571 | 0.0149 | 6.974 |  |  |  | 0.50769 |  |  | 0 | 0 | 0 | 0 | 0 |  | 2030
Booster Heat pump 150C |  |  |  | MKr15 | INDFWH | [13 empty] | 0.49231
Booster Heat pump 150C |  |  |  | MKr15 | INDELC | IFDMT |  | 2050 |  | 1 | 2.051 |  | 6.9559 | 0.0149 | 6.7878 |  |  |  | 0.49245 |  |  | 0 | 0 | 0 | 0 | 0 |  | 2050
Booster Heat pump 150C |  |  |  | MKr15 | INDFWH | [13 empty] | 0.50755
Booster Heat pump 150C |  | INDFDRHELCN4 | Industrial heating technology Food RH - Booster Heat pump utilizing waste heat - new 4 | MKr15 | INDELC | IFDRH |  | 2020 | 2020 | 1 | 1.93 | 20 | 12.1589 | 0.0149 | 7.1189 | 0.031536 | 0.5 | 1 | 0.52332 |  |  | 0 | 0 | 0 | 0 | 0 |  | 2020
Booster Heat pump 150C |  |  |  | MKr15 | INDFWH | [13 empty] | 0.47668
Booster Heat pump 150C |  |  |  | MKr15 | INDELC | IFDRH |  | 2030 |  | 1 | 1.9894 |  | 9.8571 | 0.0149 | 6.974 |  |  |  | 0.50769 |  |  | 0 | 0 | 0 | 0 | 0 |  | 2030
Booster Heat pump 150C |  |  |  | MKr15 | INDFWH | [13 empty] | 0.49231
Booster Heat pump 150C |  |  |  | MKr15 | INDELC | IFDRH |  | 2050 |  | 1 | 2.051 |  | 6.9559 | 0.0149 | 6.7878 |  |  |  | 0.49245 |  |  | 0 | 0 | 0 | 0 | 0 |  | 2050
Booster Heat pump 150C |  |  |  | MKr15 | INDFWH | [13 empty] | 0.50755
MVR |  | INDFDMTELCN5 | Industrial heating technology Food MT - MVR utilizing waste heat - new 5 | MKr15 | INDELC | IFDMT |  | 2020 | 2020 | 1 | 12.1 | 25 | 2.6075 | 0.0149 | 5.2357 | 0.031536 | 0.5 | 0.31 | 0.083471 |  |  | 0 | 0 | 0 | 0 | 0 |  | 2020
MVR |  |  |  | MKr15 | INDFWH | [13 empty] | 0.91653
MVR |  |  |  | MKr15 | INDELC | IFDMT |  | 2030 |  | 1 | 12.7 |  | 2.4585 | 0.0149 | 5.0701 |  |  |  | 0.079528 |  |  | 0 | 0 | 0 | 0 | 0 |  | 2030
MVR |  |  |  | MKr15 | INDFWH | [13 empty] | 0.92047
MVR |  |  |  | MKr15 | INDELC | IFDMT |  | 2050 |  | 1 | 13.8 |  | 2.3095 | 0.0149 | 4.8839 |  |  |  | 0.073188 |  |  | 0 | 0 | 0 | 0 | 0 |  | 2050
MVR |  |  |  | MKr15 | INDFWH | [13 empty] | 0.92681
Hotdisc |  | * | Industrial heating technology Food HT - Hotdisc - new 1 | MKr15 | INDWST | IFDHT | INDFWH | 2011 | 2011 | 0.9 |  | 20 | 3.725 | 0.00298 | 2.4316 | 0.031536 | 0.5 | 0 |  | 0.4 |  | 8.3 | 56 | 0.1 | 1 | 0.29 |  | 2020
Hotdisc |  | * |  | MKr15 |  |  | INDFWH | 2030 |  | 0.91 |  |  | 3.4643 | 0.00298 | 2.473 |  |  |  |  | 0.39 |  | 8.3 | 45 | 0.1 | 1 | 0.29 |  | 2030
Hotdisc |  | * |  | MKr15 |  |  | INDFWH | 2050 |  | 0.93 |  |  | 3.3525 | 0.00298 | 2.4937 |  |  |  |  | 0.37 |  | 8.3 | 11 | 0.1 | 1 | 0.29 |  | 2050
Dielectric heating |  | INDFDMTELCN6 | Industrial heating technology Food MT - Dielectric heating - new 6 | MKr15 | INDELC | IFDMT | INDFWH | 2011 | 2011 | 0.95 |  | 30 | 20.115 | 0 | 94.8282 | 0.031536 | 0.5 | 0.04 |  | 0.25 |  | 0 | 0 | 0 | 0 | 0 |  | 2020
Dielectric heating |  |  |  | MKr15 |  |  | INDFWH | 2030 |  | 0.95 |  |  | 19.5116 | 0 | 94.8323 |  |  |  |  | 0.25 |  | 0 | 0 | 0 | 0 | 0 |  | 2030
Dielectric heating |  |  |  | MKr15 |  |  | INDFWH | 2050 |  | 0.95 |  |  | 18.1035 | 0 | 94.8344 |  |  |  |  | 0.25 |  | 0 | 0 | 0 | 0 | 0 |  | 2050
Infrared |  | INDFDMTELCN7 | Industrial heating technology Food MT - Infrared heating - new 7 | MKr15 | INDELC | IFDMT | INDFWH | 2011 | 2011 | 0.96 |  | 30 | 2.6075 | 0 | 242.2761 | 0.031536 | 0.5 | 0.04 |  | 0.24 |  | 0 | 0 | 0 | 0 | 0 |  | 2020
Infrared |  |  |  | MKr15 |  |  | INDFWH | 2030 |  | 0.96 |  |  | 2.533 | 0 | 242.2802 |  |  |  |  | 0.24 |  | 0 | 0 | 0 | 0 | 0 |  | 2030
Infrared |  |  |  | MKr15 |  |  | INDFWH | 2050 |  | 0.96 |  |  | 2.3468 | 0 | 242.2823 |  |  |  |  | 0.24 |  | 0 | 0 | 0 | 0 | 0 |  | 2050
Electric boiler |  | INDFDHTELCN8 | Industrial heating technology Food HT - Electric boiler (Steam) - new 8 | MKr15 | INDELC | IFDHT | INDFWH | 2011 | 2011 | 0.99 |  | 25 | 0.596 | 0.0079715 | 1.7901 | 0.031536 | 0.5 | 1 |  | 0.31 |  | 0 | 0 | 0 | 0 | 0 |  | 2020
Electric boiler |  |  |  | MKr15 |  |  | INDFWH | 2030 |  | 0.99 |  |  | 0.5215 | 0.007599 | 1.8108 |  |  |  |  | 0.31 |  | 0 | 0 | 0 | 0 | 0 |  | 2030
Electric boiler |  |  |  | MKr15 |  |  | INDFWH | 2050 |  | 0.99 |  |  | 0.5215 | 0.006854 | 1.6142 |  |  |  |  | 0.31 |  | 0 | 0 | 0 | 0 | 0 |  | 2050
Electric boiler |  | INDFDMTELCN8 | Industrial heating technology Food MT - Electric boiler (Steam) - new 8 | MKr15 | INDELC | IFDMT | INDFWH | 2011 | 2011 | 0.99 |  | 25 | 0.596 | 0.0079715 | 1.7901 | 0.031536 | 0.5 | 1 |  | 0.21 |  | 0 | 0 | 0 | 0 | 0 |  | 2020
Electric boiler |  |  |  | MKr15 |  |  | INDFWH | 2030 |  | 0.99 |  |  | 0.5215 | 0.007599 | 1.8108 |  |  |  |  | 0.21 |  | 0 | 0 | 0 | 0 | 0 |  | 2030
Electric boiler |  |  |  | MKr15 |  |  | INDFWH | 2050 |  | 0.99 |  |  | 0.5215 | 0.006854 | 1.6142 |  |  |  |  | 0.21 |  | 0 | 0 | 0 | 0 | 0 |  | 2050
Electric boiler |  | INDFDRHELCN8 | Industrial heating technology Food RH - Electric boiler (Steam) - new 8 | MKr15 | INDELC | IFDRH | INDFWH | 2011 | 2011 | 0.99 |  | 25 | 0.596 | 0.0079715 | 1.7901 | 0.031536 | 0.5 | 1 |  | 0.01 |  | 0 | 0 | 0 | 0 | 0 |  | 2020
Electric boiler |  |  |  | MKr15 |  |  | INDFWH | 2030 |  | 0.99 |  |  | 0.5215 | 0.007599 | 1.8108 |  |  |  |  | 0.01 |  | 0 | 0 | 0 | 0 | 0 |  | 2030
Electric boiler |  |  |  | MKr15 |  |  | INDFWH | 2050 |  | 0.99 |  |  | 0.5215 | 0.006854 | 1.6142 |  |  |  |  | 0.01 |  | 0 | 0 | 0 | 0 | 0 |  | 2050
Electric boiler |  | INDFDMTELCN9 | Industrial heating technology Food MT - Electric boiler (Hot Water) - new 9 | MKr15 | INDELC | IFDMT | INDFWH | 2011 | 2011 | 0.99 |  | 25 | 0.5215 | 0.0079715 | 1.7901 | 0.031536 | 0.5 | 1 |  | 0.21 |  | 0 | 0 | 0 | 0 | 0 |  | 2020
Electric boiler |  |  |  | MKr15 |  |  | INDFWH | 2030 |  | 0.99 |  |  | 0.447 | 0.007599 | 1.8108 |  |  |  |  | 0.21 |  | 0 | 0 | 0 | 0 | 0 |  | 2030
Electric boiler |  |  |  | MKr15 |  |  | INDFWH | 2050 |  | 0.99 |  |  | 0.447 | 0.006854 | 1.6142 |  |  |  |  | 0.21 |  | 0 | 0 | 0 | 0 | 0 |  | 2050
Electric boiler |  | INDFDRHELCN9 | Industrial heating technology Food RH - Electric boiler (Hot Water) - new 9 | MKr15 | INDELC | IFDRH | INDFWH | 2011 | 2011 | 0.99 |  | 25 | 0.5215 | 0.0079715 | 1.7901 | 0.031536 | 0.5 | 1 |  | 0.01 |  | 0 | 0 | 0 | 0 | 0 |  | 2020
Electric boiler |  |  |  | MKr15 |  |  | INDFWH | 2030 |  | 0.99 |  |  | 0.447 | 0.007599 | 1.8108 |  |  |  |  | 0.01 |  | 0 | 0 | 0 | 0 | 0 |  | 2030
Electric boiler |  |  |  | MKr15 |  |  | INDFWH | 2050 |  | 0.99 |  |  | 0.447 | 0.006854 | 1.6142 |  |  |  |  | 0.01 |  | 0 | 0 | 0 | 0 | 0 |  | 2050
Biomass boiler |  | INDFDHTWCHN1 | Industrial heating technology Food HT - Wood chip boiler (Steam) - new 1 | MKr15 | INDWCH | IFDHT | INDFWH | 2011 | 2011 | 0.89 |  | 25 | 4.6055 | 0.25106 | 5.751 | 0.031536 | 0.5 | 1 |  | 0.41 |  | 11 | 63 | 11 | 3 | 10 |  | 2020
Biomass boiler |  |  |  | MKr15 |  |  | INDFWH | 2030 |  | 0.89 |  |  | 4.4023 | 0.26745 | 5.8462 |  |  |  |  | 0.41 |  | 11 | 49 | 8 | 3 | 10 |  | 2030
Biomass boiler |  |  |  | MKr15 |  |  | INDFWH | 2050 |  | 0.9 |  |  | 3.9959 | 0.25106 | 5.8938 |  |  |  |  | 0.4 |  | 11 | 41 | 4 | 1 | 10 |  | 2050
Biomass boiler |  | INDFDMTWCHN1 | Industrial heating technology Food MT - Wood chip boiler (Steam) - new 1 | MKr15 | INDWCH | IFDMT | INDFWH | 2011 | 2011 | 0.89 |  | 25 | 4.6055 | 0.25106 | 5.751 | 0.031536 | 0.5 | 1 |  | 0.31 |  | 11 | 63 | 11 | 3 | 10 |  | 2020
Biomass boiler |  |  |  | MKr15 |  |  | INDFWH | 2030 |  | 0.89 |  |  | 4.4023 | 0.26745 | 5.8462 |  |  |  |  | 0.31 |  | 11 | 49 | 8 | 3 | 10 |  | 2030
Biomass boiler |  |  |  | MKr15 |  |  | INDFWH | 2050 |  | 0.9 |  |  | 3.9959 | 0.25106 | 5.8938 |  |  |  |  | 0.3 |  | 11 | 41 | 4 | 1 | 10 |  | 2050
Biomass boiler |  | INDFDRHWCHN1 | Industrial heating technology Food RH - Wood chip boiler (Steam) - new 1 | MKr15 | INDWCH | IFDRH | INDFWH | 2011 | 2011 | 0.89 |  | 25 | 4.6055 | 0.25106 | 5.751 | 0.031536 | 0.5 | 1 |  | 0.11 |  | 11 | 63 | 11 | 3 | 10 |  | 2020
Biomass boiler |  |  |  | MKr15 |  |  | INDFWH | 2030 |  | 0.89 |  |  | 4.4023 | 0.26745 | 5.8462 |  |  |  |  | 0.11 |  | 11 | 49 | 8 | 3 | 10 |  | 2030
Biomass boiler |  |  |  | MKr15 |  |  | INDFWH | 2050 |  | 0.9 |  |  | 3.9959 | 0.25106 | 5.8938 |  |  |  |  | 0.1 |  | 11 | 41 | 4 | 1 | 10 |  | 2050
Biomass boiler |  | INDFDMTWCHN2 | Industrial heating technology Food MT - Wood chip boiler (Steam - condensing) - new 2 | MKr15 | INDWCH | IFDMT | INDFWH | 2011 | 2011 | 1.1619 |  | 25 | 5.066 | 0.27565 | 5.751 | 0.031536 | 0.5 | 1 |  | 0.038104 |  | 11 | 63 | 11 | 3 | 10 |  | 2020
Biomass boiler |  |  |  | MKr15 |  |  | INDFWH | 2030 |  | 1.1619 |  |  | 4.8425 | 0.26745 | 5.8462 |  |  |  |  | 0.038104 |  | 11 | 49 | 8 | 3 | 10 |  | 2030
Biomass boiler |  |  |  | MKr15 |  |  | INDFWH | 2050 |  | 1.1619 |  |  | 4.3955 | 0.25106 | 5.8938 |  |  |  |  | 0.038104 |  | 11 | 41 | 4 | 1 | 10 |  | 2050
Biomass boiler |  | INDFDRHWCHN2 | Industrial heating technology Food RH - Wood chip boiler (Steam - condensing) - new 2 | MKr15 | INDWCH | IFDRH | INDFWH | 2011 | 2011 | 1.1619 |  | 25 | 5.066 | 0.27565 | 5.751 | 0.031536 | 0.5 | 1 |  | 0 |  | 11 | 63 | 11 | 3 | 10 |  | 2020
Biomass boiler |  |  |  | MKr15 |  |  | INDFWH | 2030 |  | 1.1619 |  |  | 4.8425 | 0.26745 | 5.8462 |  |  |  |  | 0 |  | 11 | 49 | 8 | 3 | 10 |  | 2030
Biomass boiler |  |  |  | MKr15 |  |  | INDFWH | 2050 |  | 1.1619 |  |  | 4.3955 | 0.25106 | 5.8938 |  |  |  |  | 0 |  | 11 | 41 | 4 | 1 | 10 |  | 2050
Biomass boiler |  | INDFDMTWCHN3 | Industrial heating technology Food MT - Wood chip boiler (Hot Water) - new 3 | MKr15 | INDWCH | IFDMT | INDFWH | 2011 | 2011 | 0.9 |  | 25 | 4.6055 | 0.25106 | 5.751 | 0.031536 | 0.5 | 1 |  | 0.3 |  | 11 | 63 | 11 | 3 | 10 |  | 2020
Biomass boiler |  |  |  | MKr15 |  |  | INDFWH | 2030 |  | 0.9 |  |  | 4.4023 | 0.26745 | 5.8462 |  |  |  |  | 0.3 |  | 11 | 49 | 8 | 3 | 10 |  | 2030
Biomass boiler |  |  |  | MKr15 |  |  | INDFWH | 2050 |  | 0.91 |  |  | 3.9959 | 0.25106 | 5.8938 |  |  |  |  | 0.29 |  | 11 | 41 | 4 | 1 | 10 |  | 2050
Biomass boiler |  | INDFDRHWCHN3 | Industrial heating technology Food RH - Wood chip boiler (Hot Water) - new 3 | MKr15 | INDWCH | IFDRH | INDFWH | 2011 | 2011 | 0.9 |  | 25 | 4.6055 | 0.25106 | 5.751 | 0.031536 | 0.5 | 1 |  | 0.1 |  | 11 | 63 | 11 | 3 | 10 |  | 2020
Biomass boiler |  |  |  | MKr15 |  |  | INDFWH | 2030 |  | 0.9 |  |  | 4.4023 | 0.26745 | 5.8462 |  |  |  |  | 0.1 |  | 11 | 49 | 8 | 3 | 10 |  | 2030
Biomass boiler |  |  |  | MKr15 |  |  | INDFWH | 2050 |  | 0.91 |  |  | 3.9959 | 0.25106 | 5.8938 |  |  |  |  | 0.09 |  | 11 | 41 | 4 | 1 | 10 |  | 2050
Biomass boiler |  | INDFDMTWCHN4 | Industrial heating technology Food MT - Wood chip boiler (Hot Water - condensing) - new 4 | MKr15 | INDWCH | IFDMT | INDFWH | 2011 | 2011 | 1.1619 |  | 25 | 5.066 | 0.27565 | 5.751 | 0.031536 | 0.5 | 1 |  | 0.038104 |  | 11 | 63 | 11 | 3 | 10 |  | 2020
Biomass boiler |  |  |  | MKr15 |  |  | INDFWH | 2030 |  | 1.1619 |  |  | 4.8425 | 0.26745 | 5.8462 |  |  |  |  | 0.038104 |  | 11 | 49 | 8 | 3 | 10 |  | 2030
Biomass boiler |  |  |  | MKr15 |  |  | INDFWH | 2050 |  | 1.1619 |  |  | 4.3955 | 0.25106 | 5.8938 |  |  |  |  | 0.038104 |  | 11 | 41 | 4 | 1 | 10 |  | 2050
Biomass boiler |  | INDFDRHWCHN4 | Industrial heating technology Food RH - Wood chip boiler (Hot Water- condensing) - new 4 | MKr15 | INDWCH | IFDRH | INDFWH | 2011 | 2011 | 1.1619 |  | 25 | 5.066 | 0.27565 | 5.751 | 0.031536 | 0.5 | 1 |  | 0 |  | 11 | 63 | 11 | 3 | 10 |  | 2020
Biomass boiler |  |  |  | MKr15 |  |  | INDFWH | 2030 |  | 1.1619 |  |  | 4.8425 | 0.26745 | 5.8462 |  |  |  |  | 0 |  | 11 | 49 | 8 | 3 | 10 |  | 2030
Biomass boiler |  |  |  | MKr15 |  |  | INDFWH | 2050 |  | 1.1619 |  |  | 4.3955 | 0.25106 | 5.8938 |  |  |  |  | 0 |  | 11 | 41 | 4 | 1 | 10 |  | 2050
Direct electric heating |  | * | Industrial heating technology Food HT - Direct electric heating - new 10 | MKr15 | INDELC | IFDHT | INDFWH | 2011 | 2011 | 1 |  | 12.5 | 0.447 | 0 | 0.37767 | 0.031536 | 0.5 | 0 |  | 0.3 |  | 0 | 0 | 0 | 0 | 0 |  | 2020
Direct electric heating |  | * |  | MKr15 |  |  | INDFWH | 2030 |  | 1 |  |  | 0.447 | 0 | 0.38802 |  |  |  |  | 0.3 |  | 0 | 0 | 0 | 0 | 0 |  | 2030
Direct electric heating |  | * |  | MKr15 |  |  | INDFWH | 2050 |  | 1 |  |  | 0.447 | 0 | 0.39319 |  |  |  |  | 0.3 |  | 0 | 0 | 0 | 0 | 0 |  | 2050
Direct electric heating |  | * | Industrial heating technology Food MT - Direct electric heating - new 10 | MKr15 | INDELC | IFDMT | INDFWH | 2011 | 2011 | 1 |  | 12.5 | 0.447 | 0 | 0.37767 | 0.031536 | 0.5 | 0 |  | 0.2 |  | 0 | 0 | 0 | 0 | 0 |  | 2020
Direct electric heating |  | * |  | MKr15 |  |  | INDFWH | 2030 |  | 1 |  |  | 0.447 | 0 | 0.38802 |  |  |  |  | 0.2 |  | 0 | 0 | 0 | 0 | 0 |  | 2030
Direct electric heating |  | * |  | MKr15 |  |  | INDFWH | 2050 |  | 1 |  |  | 0.447 | 0 | 0.39319 |  |  |  |  | 0.2 |  | 0 | 0 | 0 | 0 | 0 |  | 2050
Oil-fired boiler_NEW |  | INDFDHTDSEN1 | Industrial heating technology Food HT - Oil boiler (Steam) - new 1 | MKr15 | INDDSL, INDDSB1, INDDSB2, INDHFO, INDDSE | IFDHT | INDFWH | 2011 | 2011 | 0.94 |  | 25 | 0.40975 | 0.01341 | 2.0694 | 0.031536 | 0.5 | 1 |  | 0.36 |  | 0.5 | 25 | 0 | 0 | 0.1 |  | 2020
Oil-fired boiler_NEW |  |  |  | MKr15 |  |  | INDFWH | 2030 |  | 0.95 |  |  | 0.34699 | 0.012665 | 1.8625 |  |  |  |  | 0.35 |  | 0.5 | 20 | 0 | 0 | 0.1 |  | 2030
Oil-fired boiler_NEW |  |  |  | MKr15 |  |  | INDFWH | 2050 |  | 0.96 |  |  | 0.32814 | 0.011175 | 1.8625 |  |  |  |  | 0.34 |  | 0.5 | 15 | 0 | 0 | 0.1 |  | 2050
Oil-fired boiler_NEW |  | INDFDMTDSEN1 | Industrial heating technology Food MT - Oil boiler (Steam) - new 1 | MKr15 | INDDSL, INDDSB1, INDDSB2, INDHFO, INDDSE | IFDMT | INDFWH | 2011 | 2011 | 0.94 |  | 25 | 0.40975 | 0.01341 | 2.0694 | 0.031536 | 0.5 | 1 |  | 0.26 |  | 0.5 | 25 | 0 | 0 | 0.1 |  | 2020
Oil-fired boiler_NEW |  |  |  | MKr15 |  |  | INDFWH | 2030 |  | 0.95 |  |  | 0.34699 | 0.012665 | 1.8625 |  |  |  |  | 0.25 |  | 0.5 | 20 | 0 | 0 | 0.1 |  | 2030
Oil-fired boiler_NEW |  |  |  | MKr15 |  |  | INDFWH | 2050 |  | 0.96 |  |  | 0.32814 | 0.011175 | 1.8625 |  |  |  |  | 0.24 |  | 0.5 | 15 | 0 | 0 | 0.1 |  | 2050
Oil-fired boiler_NEW |  | INDFDRHDSEN1 | Industrial heating technology Food RH - Oil boiler (Steam) - new 1 | MKr15 | INDDSL, INDDSB1, INDDSB2, INDHFO, INDDSE | IFDRH | INDFWH | 2011 | 2011 | 0.94 |  | 25 | 0.40975 | 0.01341 | 2.0694 | 0.031536 | 0.5 | 1 |  | 0.06 |  | 0.5 | 25 | 0 | 0 | 0.1 |  | 2020
Oil-fired boiler_NEW |  |  |  | MKr15 |  |  | INDFWH | 2030 |  | 0.95 |  |  | 0.34699 | 0.012665 | 1.8625 |  |  |  |  | 0.05 |  | 0.5 | 20 | 0 | 0 | 0.1 |  | 2030
Oil-fired boiler_NEW |  |  |  | MKr15 |  |  | INDFWH | 2050 |  | 0.96 |  |  | 0.32814 | 0.011175 | 1.8625 |  |  |  |  | 0.04 |  | 0.5 | 15 | 0 | 0 | 0.1 |  | 2050
Oil-fired boiler_NEW |  | INDFDMTDSEN2 | Industrial heating technology Food MT - Oil boiler (Steam - condensing) - new 2 | MKr15 | INDDSL, INDDSB1, INDDSB2, INDHFO, INDDSE | IFDMT | INDFWH | 2011 | 2011 | 0.95 |  | 25 | 0.3278 | 0.01341 | 2.0694 | 0.031536 | 0.5 | 1 |  | 0.25 |  | 0.5 | 25 | 0 | 0 | 0.1 |  | 2020
Oil-fired boiler_NEW |  |  |  | MKr15 |  |  | INDFWH | 2030 |  | 0.96 |  |  | 0.2776 | 0.012665 | 1.8625 |  |  |  |  | 0.24 |  | 0.5 | 20 | 0 | 0 | 0.1 |  | 2030
Oil-fired boiler_NEW |  |  |  | MKr15 |  |  | INDFWH | 2050 |  | 0.97 |  |  | 0.26251 | 0.011175 | 1.8625 |  |  |  |  | 0.23 |  | 0.5 | 15 | 0 | 0 | 0.1 |  | 2050
Oil-fired boiler_NEW |  | INDFDRHDSEN2 | Industrial heating technology Food RH - Oil boiler (Steam - condensing) - new 2 | MKr15 | INDDSL, INDDSB1, INDDSB2, INDHFO, INDDSE | IFDRH | INDFWH | 2011 | 2011 | 0.95 |  | 25 | 0.3278 | 0.01341 | 2.0694 | 0.031536 | 0.5 | 1 |  | 0.05 |  | 0.5 | 25 | 0 | 0 | 0.1 |  | 2020
Oil-fired boiler_NEW |  |  |  | MKr15 |  |  | INDFWH | 2030 |  | 0.96 |  |  | 0.2776 | 0.012665 | 1.8625 |  |  |  |  | 0.04 |  | 0.5 | 20 | 0 | 0 | 0.1 |  | 2030
Oil-fired boiler_NEW |  |  |  | MKr15 |  |  | INDFWH | 2050 |  | 0.97 |  |  | 0.26251 | 0.011175 | 1.8625 |  |  |  |  | 0.03 |  | 0.5 | 15 | 0 | 0 | 0.1 |  | 2050
Natural gas boiler_NEW |  | INDFDHTDH2N1 | Industrial heating technology Food HT - Gas boiler (Steam) - new 1 | MKr15 | INDNGA, INDBGA, INDSNG1, INDSNG2, INDLPG, INDSNE, INDH2 | IFDHT | INDFWH | 2011 | 2011 | 0.92 |  | 25 | 0.40636 | 0.0149 | 2.2764 | 0.031536 | 0.5 | 1 |  | 0.38 |  | 0.3 | 9 | 3 | 1 | 0.1 |  | 2020
Natural gas boiler_NEW |  |  |  | MKr15 |  |  | INDFWH | 2030 |  | 0.93 |  |  | 0.33864 | 0.014155 | 2.0694 |  |  |  |  | 0.37 |  | 0.3 | 7 | 2 | 1 | 0.1 |  | 2030
Natural gas boiler_NEW |  |  |  | MKr15 |  |  | INDFWH | 2050 |  | 0.94 |  |  | 0.33864 | 0.012665 | 2.0694 |  |  |  |  | 0.36 |  | 0.3 | 6 | 2 | 1 | 0.1 |  | 2050
Natural gas boiler_NEW |  | INDFDMTDH2N1 | Industrial heating technology Food MT - Gas boiler (Steam) - new 1 | MKr15 | INDNGA, INDBGA, INDSNG1, INDSNG2, INDLPG, INDSNE, INDH2 | IFDMT | INDFWH | 2011 | 2011 | 0.92 |  | 25 | 0.40636 | 0.0149 | 2.2764 | 0.031536 | 0.5 | 1 |  | 0.28 |  | 0.3 | 9 | 3 | 1 | 0.1 |  | 2020
Natural gas boiler_NEW |  |  |  | MKr15 |  |  | INDFWH | 2030 |  | 0.93 |  |  | 0.33864 | 0.014155 | 2.0694 |  |  |  |  | 0.27 |  | 0.3 | 7 | 2 | 1 | 0.1 |  | 2030
Natural gas boiler_NEW |  |  |  | MKr15 |  |  | INDFWH | 2050 |  | 0.94 |  |  | 0.33864 | 0.012665 | 2.0694 |  |  |  |  | 0.26 |  | 0.3 | 6 | 2 | 1 | 0.1 |  | 2050
Natural gas boiler_NEW |  | INDFDRHDH2N1 | Industrial heating technology Food RH - Gas boiler (Steam) - new 1 | MKr15 | INDNGA, INDBGA, INDSNG1, INDSNG2, INDLPG, INDSNE, INDH2 | IFDRH | INDFWH | 2011 | 2011 | 0.92 |  | 25 | 0.40636 | 0.0149 | 2.2764 | 0.031536 | 0.5 | 1 |  | 0.08 |  | 0.3 | 9 | 3 | 1 | 0.1 |  | 2020
Natural gas boiler_NEW |  |  |  | MKr15 |  |  | INDFWH | 2030 |  | 0.93 |  |  | 0.33864 | 0.014155 | 2.0694 |  |  |  |  | 0.07 |  | 0.3 | 7 | 2 | 1 | 0.1 |  | 2030
Natural gas boiler_NEW |  |  |  | MKr15 |  |  | INDFWH | 2050 |  | 0.94 |  |  | 0.33864 | 0.012665 | 2.0694 |  |  |  |  | 0.06 |  | 0.3 | 6 | 2 | 1 | 0.1 |  | 2050
Natural gas boiler_NEW |  | INDFDMTDH2N2 | Industrial heating technology Food MT - Gas boiler (Steam - condensing) - new 2 | MKr15 | INDNGA, INDBGA, INDSNG1, INDSNG2, INDLPG, INDSNE, INDH2 | IFDMT | INDFWH | 2011 | 2011 | 1.01 |  | 25 | 0.447 | 0.0149 | 2.2764 | 0.031536 | 0.5 | 1 |  | 0.19 |  | 0.3 | 9 | 3 | 1 | 0.1 |  | 2020
Natural gas boiler_NEW |  |  |  | MKr15 |  |  | INDFWH | 2030 |  | 1.03 |  |  | 0.3725 | 0.014155 | 2.0694 |  |  |  |  | 0.17 |  | 0.3 | 7 | 2 | 1 | 0.1 |  | 2030
Natural gas boiler_NEW |  |  |  | MKr15 |  |  | INDFWH | 2050 |  | 1.03 |  |  | 0.3725 | 0.012665 | 2.0694 |  |  |  |  | 0.17 |  | 0.3 | 6 | 2 | 1 | 0.1 |  | 2050
Natural gas boiler_NEW |  | INDFDRHDH2N2 | Industrial heating technology Food RH - Gas boiler (Steam - condensing) - new 2 | MKr15 | INDNGA, INDBGA, INDSNG1, INDSNG2, INDLPG, INDSNE, INDH2 | IFDRH | INDFWH | 2011 | 2011 | 1.01 |  | 25 | 0.447 | 0.0149 | 2.2764 | 0.031536 | 0.5 | 1 |  | 0 |  | 0.3 | 9 | 3 | 1 | 0.1 |  | 2020
Natural gas boiler_NEW |  |  |  | MKr15 |  |  | INDFWH | 2030 |  | 1.03 |  |  | 0.3725 | 0.014155 | 2.0694 |  |  |  |  | 0 |  | 0.3 | 7 | 2 | 1 | 0.1 |  | 2030
Natural gas boiler_NEW |  |  |  | MKr15 |  |  | INDFWH | 2050 |  | 1.03 |  |  | 0.3725 | 0.012665 | 2.0694 |  |  |  |  | 0 |  | 0.3 | 6 | 2 | 1 | 0.1 |  | 2050
Natural gas boiler_NEW |  | INDFDMTDH2N3 | Industrial heating technology Food MT - Gas boiler (Hot Water) - new 3 | MKr15 | INDNGA, INDBGA, INDSNG1, INDSNG2, INDLPG, INDSNE, INDH2 | IFDMT | INDFWH | 2011 | 2011 | 0.93 |  | 25 | 0.32509 | 0.0149 | 2.2764 | 0.031536 | 0.5 | 1 |  | 0.27 |  | 0.3 | 9 | 3 | 1 | 0.1 |  | 2020
Natural gas boiler_NEW |  |  |  | MKr15 |  |  | INDFWH | 2030 |  | 0.94 |  |  | 0.27091 | 0.014155 | 2.0694 |  |  |  |  | 0.26 |  | 0.3 | 7 | 2 | 1 | 0.1 |  | 2030
Natural gas boiler_NEW |  |  |  | MKr15 |  |  | INDFWH | 2050 |  | 0.95 |  |  | 0.27091 | 0.012665 | 2.0694 |  |  |  |  | 0.25 |  | 0.3 | 6 | 2 | 1 | 0.1 |  | 2050
Natural gas boiler_NEW |  | INDFDRHDH2N3 | Industrial heating technology Food RH - Gas boiler (Hot Water) - new 3 | MKr15 | INDNGA, INDBGA, INDSNG1, INDSNG2, INDLPG, INDSNE, INDH2 | IFDRH | INDFWH | 2011 | 2011 | 0.93 |  | 25 | 0.32509 | 0.0149 | 2.2764 | 0.031536 | 0.5 | 1 |  | 0.07 |  | 0.3 | 9 | 3 | 1 | 0.1 |  | 2020
Natural gas boiler_NEW |  |  |  | MKr15 |  |  | INDFWH | 2030 |  | 0.94 |  |  | 0.27091 | 0.014155 | 2.0694 |  |  |  |  | 0.06 |  | 0.3 | 7 | 2 | 1 | 0.1 |  | 2030
Natural gas boiler_NEW |  |  |  | MKr15 |  |  | INDFWH | 2050 |  | 0.95 |  |  | 0.27091 | 0.012665 | 2.0694 |  |  |  |  | 0.05 |  | 0.3 | 6 | 2 | 1 | 0.1 |  | 2050
Natural gas boiler_NEW |  | INDFDMTDH2N4 | Industrial heating technology Food MT - Gas boiler (Hot Water - condensing) - new 4 | MKr15 | INDNGA, INDBGA, INDSNG1, INDSNG2, INDLPG, INDSNE, INDH2 | IFDMT | INDFWH | 2011 | 2011 | 1.01 |  | 25 | 0.3576 | 0.0149 | 2.2764 | 0.031536 | 0.5 | 1 |  | 0.19 |  | 0.3 | 9 | 3 | 1 | 0.1 |  | 2020
Natural gas boiler_NEW |  |  |  | MKr15 |  |  | INDFWH | 2030 |  | 1.03 |  |  | 0.298 | 0.014155 | 2.0694 |  |  |  |  | 0.17 |  | 0.3 | 7 | 2 | 1 | 0.1 |  | 2030
Natural gas boiler_NEW |  |  |  | MKr15 |  |  | INDFWH | 2050 |  | 1.03 |  |  | 0.298 | 0.012665 | 2.0694 |  |  |  |  | 0.17 |  | 0.3 | 6 | 2 | 1 | 0.1 |  | 2050
Natural gas boiler_NEW |  | INDFDRHDH2N4 | Industrial heating technology Food RH - Gas boiler (Hot Water- condensing) - new 4 | MKr15 | INDNGA, INDBGA, INDSNG1, INDSNG2, INDLPG, INDSNE, INDH2 | IFDRH | INDFWH | 2011 | 2011 | 1.01 |  | 25 | 0.3576 | 0.0149 | 2.2764 | 0.031536 | 0.5 | 1 |  | 0 |  | 0.3 | 9 | 3 | 1 | 0.1 |  | 2020
Natural gas boiler_NEW |  |  |  | MKr15 |  |  | INDFWH | 2030 |  | 1.03 |  |  | 0.298 | 0.014155 | 2.0694 |  |  |  |  | 0 |  | 0.3 | 7 | 2 | 1 | 0.1 |  | 2030
Natural gas boiler_NEW |  |  |  | MKr15 |  |  | INDFWH | 2050 |  | 1.03 |  |  | 0.298 | 0.012665 | 2.0694 |  |  |  |  | 0 |  | 0.3 | 6 | 2 | 1 | 0.1 |  | 2050
Natural gas boiler_NEW |  | INDFDHTDH2N5 | Industrial heating technology Food HT - Gas boiler (Direct firing) - new 5 | MKr15 | INDNGA, INDBGA, INDSNG1, INDSNG2, INDLPG, INDSNE, INDH2 | IFDHT | INDFWH | 2011 | 2011 | 1 |  | 15 | 0.11175 | 0.0013545 | 0.58462 | 0.031536 | 0.5 | 1 |  | 0.3 |  | 0.3 | 9 | 3 | 1 | 0.1 |  | 2020
Natural gas boiler_NEW |  |  |  | MKr15 |  |  | INDFWH | 2030 |  | 1 |  |  | 0.11175 | 0.0013207 | 0.57427 |  |  |  |  | 0.3 |  | 0.3 | 7 | 2 | 1 | 0.1 |  | 2030
Natural gas boiler_NEW |  |  |  | MKr15 |  |  | INDFWH | 2050 |  | 1 |  |  | 0.11175 | 0.0011514 | 0.57944 |  |  |  |  | 0.3 |  | 0.3 | 6 | 2 | 1 | 0.1 |  | 2050
Natural gas boiler_NEW |  | INDFDMTDH2N5 | Industrial heating technology Food MT - Gas boiler (Direct firing) - new 5 | MKr15 | INDNGA, INDBGA, INDSNG1, INDSNG2, INDLPG, INDSNE, INDH2 | IFDMT | INDFWH | 2011 | 2011 | 1 |  | 25 | 0.11175 | 0.0013545 | 0.58462 | 0.031536 | 0.5 | 1 |  | 0.2 |  | 0.3 | 9 | 3 | 1 | 0.1 |  | 2020
Natural gas boiler_NEW |  |  |  | MKr15 |  |  | INDFWH | 2030 |  | 1 |  |  | 0.11175 | 0.0013207 | 0.57427 |  |  |  |  | 0.2 |  | 0.3 | 7 | 2 | 1 | 0.1 |  | 2030
Natural gas boiler_NEW |  |  |  | MKr15 |  |  | INDFWH | 2050 |  | 1 |  |  | 0.11175 | 0.0011514 | 0.57944 |  |  |  |  | 0.2 |  | 0.3 | 6 | 2 | 1 | 0.1 |  | 2050
Coal boiler |  | INDFDHTCOAN1 | Industrial heating technology Food HT - Coal boiler (Steam) - new 1 | MKr15 | INDCOA | IFDHT | INDFWH | 2011 | 2011 | 0.89 |  | 25 | 3.725 | 0.25106 | 3.9382 | 0.031536 | 0.5 | 1 |  | 0.41 |  | 8 | 35 | 1.5 | 0.8 | 2.1 |  | 2020
Coal boiler |  |  |  | MKr15 |  |  | INDFWH | 2030 |  | 0.89 |  |  | 3.4699 | 0.24287 | 3.9837 |  |  |  |  | 0.41 |  | 8 | 35 | 1.5 | 0.8 | 2.1 |  | 2030
Coal boiler |  |  |  | MKr15 |  |  | INDFWH | 2050 |  | 0.91 |  |  | 3.2814 | 0.22797 | 4.0064 |  |  |  |  | 0.39 |  | 8 | 35 | 1.5 | 0.8 | 2.1 |  | 2050
Coal boiler |  | INDFDMTCOAN1 | Industrial heating technology Food MT - Coal boiler (Steam) - new 1 | MKr15 | INDCOA | IFDMT | INDFWH | 2011 | 2011 | 0.89 |  | 25 | 3.725 | 0.25106 | 3.9382 | 0.031536 | 0.5 | 1 |  | 0.31 |  | 8 | 35 | 1.5 | 0.8 | 2.1 |  | 2020
Coal boiler |  |  |  | MKr15 |  |  | INDFWH | 2030 |  | 0.89 |  |  | 3.4699 | 0.24287 | 3.9837 |  |  |  |  | 0.31 |  | 8 | 35 | 1.5 | 0.8 | 2.1 |  | 2030
Coal boiler |  |  |  | MKr15 |  |  | INDFWH | 2050 |  | 0.91 |  |  | 3.2814 | 0.22797 | 4.0064 |  |  |  |  | 0.29 |  | 8 | 35 | 1.5 | 0.8 | 2.1 |  | 2050
Coal boiler |  | INDFDRHCOAN1 | Industrial heating technology Food RH - Coal boiler (Steam) - new 1 | MKr15 | INDCOA | IFDRH | INDFWH | 2011 | 2011 | 0.89 |  | 25 | 3.725 | 0.25106 | 3.9382 | 0.031536 | 0.5 | 1 |  | 0.11 |  | 8 | 35 | 1.5 | 0.8 | 2.1 |  | 2020
Coal boiler |  |  |  | MKr15 |  |  | INDFWH | 2030 |  | 0.89 |  |  | 3.4699 | 0.24287 | 3.9837 |  |  |  |  | 0.11 |  | 8 | 35 | 1.5 | 0.8 | 2.1 |  | 2030
Coal boiler |  |  |  | MKr15 |  |  | INDFWH | 2050 |  | 0.91 |  |  | 3.2814 | 0.22797 | 4.0064 |  |  |  |  | 0.09 |  | 8 | 35 | 1.5 | 0.8 | 2.1 |  | 2050
Coal boiler |  | INDFDMTCOAN2 | Industrial heating technology Food MT - Coal boiler (Hot Water) - new 2 | MKr15 | INDCOA | IFDMT | INDFWH | 2011 | 2011 | 0.89 |  | 25 | 3.725 | 0.25106 | 3.9382 | 0.031536 | 0.5 | 1 |  | 0.31 |  | 8 | 35 | 1.5 | 0.8 | 2.1 |  | 2020
Coal boiler |  |  |  | MKr15 |  |  | INDFWH | 2030 |  | 0.89 |  |  | 3.725 | 0.24287 | 3.9837 |  |  |  |  | 0.31 | [7 empty] | 2030
Coal boiler |  |  |  | MKr15 |  |  | INDFWH | 2050 |  | 0.91 |  |  | 3.725 | 0.22797 | 4.0064 |  |  |  |  | 0.29 | [7 empty] | 2050
Coal boiler |  | INDFDRHCOAN2 | Industrial heating technology Food RH - Coal boiler (Hot Water) - new 2 | MKr15 | INDCOA | IFDRH | INDFWH | 2011 | 2011 | 0.89 |  | 25 | 3.725 | 0.25106 | 3.9382 | 0.031536 | 0.5 | 1 |  | 0.11 |  | 8 | 35 | 1.5 | 0.8 | 2.1 |  | 2020
Coal boiler |  |  |  | MKr15 |  |  | INDFWH | 2030 |  | 0.89 |  |  | 3.725 | 0.24287 | 3.9837 |  |  |  |  | 0.11 | [7 empty] | 2030
Coal boiler |  |  |  | MKr15 |  |  | INDFWH | 2050 |  | 0.91 |  |  | 3.725 | 0.22797 | 4.0064 |  |  |  |  | 0.09 | [7 empty] | 2050
Solar heating |  | INDFDRHSOLN1 | Industrial heating technology Food RH - Solar - new 1 | MKr15 | INDSOL | IFDRH |  | 2011 | 2011 | 1 |  | 25 | 4.2857 | 0.02066 | 0 | 0.031536 | 0.09 | 1 |  |  |  | 0 | 0 | 0 | 0 | 0 |  | 2020
Solar heating |  |  |  | MKr15 |  |  |  | 2030 |  | 1 |  | 30 | 3.9286 | 0.023281 | 0 | [12 empty] | 2030
Solar heating |  |  |  | MKr15 |  |  |  | 2050 |  | 1 |  | 30 | 3.5714 | 0.021499 | 0 | [12 empty] | 2050
|  | * Heat Exchangers |  | MKr15
|  | INDFDRHHCEN1 | Industrial heating technology Food RH - central district heating - within DH area - new 1 | MKr15 | INDHCE | IFDRH |  | 2011 | 2011 | 0.96 |  | 30 | 1.17 | 0.058736 | 1.9463 | 0.031536 | 0.5
|  | INDFDRHHDEN1 | Industrial heating technology Food RH - decentral district heating - within DH area - new 1 | MKr15 | INDHDE | IFDRH |  | 2011 | 2011 | 0.96 |  | 30 | 1.25 | 0.058736 | 1.9463 | 0.031536 | 0.5
|  | * Electric appliances |  | MKr15
|  | INDFDLAELCN1 | Industry Food LA Electricity Light Appliance - New 1 | MKr15 | INDELC | IFDLA |  | 2011 | 2011 | 1 |  | 10 |  |  |  |  | 0.9
|  |  |  | MKr15 |  |  |  | 2020
|  |  |  | MKr15 |  |  |  | 2030
|  |  |  | MKr15 |  |  |  | 2050
|  | INDFDEMELCN1 | Industry Food EM Electricity Motors - New 1 | MKr15 | INDELC | IFDEM |  | 2011 | 2011 | 1 |  | 10 |  |  |  |  | 0.9
|  |  |  | MKr15 |  |  |  | 2020
|  |  |  | MKr15 |  |  |  | 2030
|  |  |  | MKr15 |  |  |  | 2050
|  | INDFDTFDSLN1 | Industry Food TF Tractors, Trucks, Fishing boats - New 1 | MKr15 | INDDSL, INDDSB1, INDDSB2, INDHFO, INDDSE | IFDTF |  | 2011 | 2011 | 1 |  | 10 |  |  |  |  | 0.9
|  |  |  | MKr15 |  |  |  | 2020
|  |  |  | MKr15 |  |  |  | 2030
|  |  |  | MKr15 |  |  |  | 2050
|  | INDFDFLDH2N1 | Industry Food TF Forklifts - New 1 | MKr15 | INDNGA, INDBGA, INDSNG1, INDSNG2, INDLPG, INDSNE, INDH2 | IFDFL |  | 2011 | 2011 | 1 |  | 10 |  |  |  |  | 0.9
|  |  |  | MKr15 |  |  |  | 2020
|  |  |  | MKr15 |  |  |  | 2030
|  |  |  | MKr15 |  |  |  | 2050
~FI_Process
| Sets | TechName | TechDesc | Tact | Tcap | Tslvl | PrimaryCG | Vintage
| *Process Set Membership | Technology Name | Technology Description | Activity Unit | Capacity Unit | TimeSlice level of Process Activity | Primary Commodity Group | Vintage Tracking
| DMD | INDFDMTELCN1 | Industrial heating technology Food MT - Heat pump utilizing waste heat - new 1 | PJ | MW | DAYNITE |  | yes
| DMD | INDFDRHELCN1 | Industrial heating technology Food RH - Heat pump utilizing waste heat - new 1 | PJ | MW | DAYNITE |  | yes
| * | * | Industrial heating technology Food MT - Heat pump utilizing waste heat - new 1 | PJ | MW | DAYNITE |  | yes
| DMD | INDFDRHELCN2 | Industrial heating technology Food RH - Heat driven heat pump utilizing waste heat - new 2 | PJ | MW | DAYNITE |  | yes
| DMD | INDFDMTELCN3 | Industrial heating technology Food MT - High Temp abs. Heat pump utilizing waste heat - new 3 | PJ | MW | DAYNITE |  | yes
| DMD | INDFDRHELCN3 | Industrial heating technology Food RH - High Temp abs. Heat pump utilizing waste heat - new 3 | PJ | MW | DAYNITE |  | yes
| DMD | INDFDMTELCN4 | Industrial heating technology Food MT - Booster Heat pump utilizing waste heat - new 4 | PJ | MW | DAYNITE |  | yes
| DMD | INDFDRHELCN4 | Industrial heating technology Food RH - Booster Heat pump utilizing waste heat - new 4 | PJ | MW | DAYNITE |  | yes
| DMD | INDFDMTELCN5 | Industrial heating technology Food MT - MVR utilizing waste heat - new 5 | PJ | MW |  |  | yes
| * | * | Industrial heating technology Food MT - Heat pump utilizing waste heat - new 1 | PJ | MW | DAYNITE |  | yes
| DMD | INDFDMTELCN6 | Industrial heating technology Food MT - Dielectric heating - new 6 | PJ | MW | DAYNITE |  | yes
| DMD | INDFDMTELCN7 | Industrial heating technology Food MT - Infrared heating - new 7 | PJ | MW | DAYNITE |  | yes
| DMD | INDFDHTELCN8 | Industrial heating technology Food HT - Electric boiler (Steam) - new 8 | PJ | MW | DAYNITE |  | yes
| DMD | INDFDMTELCN8 | Industrial heating technology Food MT - Electric boiler (Steam) - new 8 | PJ | MW | DAYNITE |  | yes
| DMD | INDFDRHELCN8 | Industrial heating technology Food RH - Electric boiler (Steam) - new 8 | PJ | MW | DAYNITE |  | yes
| DMD | INDFDMTELCN9 | Industrial heating technology Food MT - Electric boiler (Hot Water) - new 9 | PJ | MW | DAYNITE |  | yes
| DMD | INDFDRHELCN9 | Industrial heating technology Food RH - Electric boiler (Hot Water) - new 9 | PJ | MW | DAYNITE |  | yes
| DMD | INDFDHTWCHN1 | Industrial heating technology Food HT - Wood chip boiler (Steam) - new 1 | PJ | MW |  |  | yes
| DMD | INDFDMTWCHN1 | Industrial heating technology Food MT - Wood chip boiler (Steam) - new 1 | PJ | MW |  |  | yes
| DMD | INDFDRHWCHN1 | Industrial heating technology Food RH - Wood chip boiler (Steam) - new 1 | PJ | MW |  |  | yes
| DMD | INDFDMTWCHN2 | Industrial heating technology Food MT - Wood chip boiler (Steam - condensing) - new 2 | PJ | MW |  |  | yes
| DMD | INDFDRHWCHN2 | Industrial heating technology Food RH - Wood chip boiler (Steam - condensing) - new 2 | PJ | MW |  |  | yes
| DMD | INDFDMTWCHN3 | Industrial heating technology Food MT - Wood chip boiler (Hot Water) - new 3 | PJ | MW |  |  | yes
| DMD | INDFDRHWCHN3 | Industrial heating technology Food RH - Wood chip boiler (Hot Water) - new 3 | PJ | MW |  |  | yes
| DMD | INDFDMTWCHN4 | Industrial heating technology Food MT - Wood chip boiler (Hot Water - condensing) - new 4 | PJ | MW |  |  | yes
| DMD | INDFDRHWCHN4 | Industrial heating technology Food RH - Wood chip boiler (Hot Water- condensing) - new 4 | PJ | MW |  |  | yes
| * | * | Industrial heating technology Food MT - Heat pump utilizing waste heat - new 1 | PJ | MW | DAYNITE |  | yes
| * | * | Industrial heating technology Food MT - Heat pump utilizing waste heat - new 1 | PJ | MW | DAYNITE |  | yes
| DMD | INDFDHTDSEN1 | Industrial heating technology Food HT - Oil boiler (Steam) - new 1 | PJ | MW |  |  | yes
| DMD | INDFDMTDSEN1 | Industrial heating technology Food MT - Oil boiler (Steam) - new 1 | PJ | MW |  |  | yes
| DMD | INDFDRHDSEN1 | Industrial heating technology Food RH - Oil boiler (Steam) - new 1 | PJ | MW |  |  | yes
| DMD | INDFDMTDSEN2 | Industrial heating technology Food MT - Oil boiler (Steam - condensing) - new 2 | PJ | MW |  |  | yes
| DMD | INDFDRHDSEN2 | Industrial heating technology Food RH - Oil boiler (Steam - condensing) - new 2 | PJ | MW |  |  | yes
| DMD | INDFDHTDH2N1 | Industrial heating technology Food HT - Gas boiler (Steam) - new 1 | PJ | MW |  |  | yes
| DMD | INDFDMTDH2N1 | Industrial heating technology Food MT - Gas boiler (Steam) - new 1 | PJ | MW |  |  | yes
| DMD | INDFDRHDH2N1 | Industrial heating technology Food RH - Gas boiler (Steam) - new 1 | PJ | MW |  |  | yes
| DMD | INDFDMTDH2N2 | Industrial heating technology Food MT - Gas boiler (Steam - condensing) - new 2 | PJ | MW |  |  | yes
| DMD | INDFDRHDH2N2 | Industrial heating technology Food RH - Gas boiler (Steam - condensing) - new 2 | PJ | MW |  |  | yes
| DMD | INDFDMTDH2N3 | Industrial heating technology Food MT - Gas boiler (Hot Water) - new 3 | PJ | MW |  |  | yes
| DMD | INDFDRHDH2N3 | Industrial heating technology Food RH - Gas boiler (Hot Water) - new 3 | PJ | MW |  |  | yes
| DMD | INDFDMTDH2N4 | Industrial heating technology Food MT - Gas boiler (Hot Water - condensing) - new 4 | PJ | MW |  |  | yes
| DMD | INDFDRHDH2N4 | Industrial heating technology Food RH - Gas boiler (Hot Water- condensing) - new 4 | PJ | MW |  |  | yes
| DMD | INDFDHTDH2N5 | Industrial heating technology Food HT - Gas boiler (Direct firing) - new 5 | PJ | MW |  |  | yes
| DMD | INDFDMTDH2N5 | Industrial heating technology Food MT - Gas boiler (Direct firing) - new 5 | PJ | MW |  |  | yes
| DMD | INDFDHTCOAN1 | Industrial heating technology Food HT - Coal boiler (Steam) - new 1 | PJ | MW |  |  | yes
| DMD | INDFDMTCOAN1 | Industrial heating technology Food MT - Coal boiler (Steam) - new 1 | PJ | MW |  |  | yes
| DMD | INDFDRHCOAN1 | Industrial heating technology Food RH - Coal boiler (Steam) - new 1 | PJ | MW |  |  | yes
| DMD | INDFDMTCOAN2 | Industrial heating technology Food MT - Coal boiler (Hot Water) - new 2 | PJ | MW |  |  | yes
| DMD | INDFDRHCOAN2 | Industrial heating technology Food RH - Coal boiler (Hot Water) - new 2 | PJ | MW |  |  | yes
| DMD | INDFDRHSOLN1 | Industrial heating technology Food RH - Solar - new 1 | PJ | MW | DAYNITE |  | yes
| DMD | INDFDRHHCEN1 | Industrial heating technology Food RH - central district heating - within DH area - new 1 | PJ | MW | DAYNITE |  | yes
| DMD | INDFDRHHDEN1 | Industrial heating technology Food RH - decentral district heating - within DH area - new 1 | PJ | MW | DAYNITE |  | yes
| DMD | INDFDLAELCN1 | Industry Food LA Electricity Light Appliance - New 1 | PJ | MW | DAYNITE |  | yes
| DMD | INDFDEMELCN1 | Industry Food EM Electricity Motors - New 1 | PJ | MW | DAYNITE |  | yes
| DMD | INDFDTFDSLN1 | Industry Food TF Tractors, Trucks, Fishing boats - New 1 | PJ | MW |  |  | yes
| DMD | INDFDFLDH2N1 | Industry Food TF Forklifts - New 1 | PJ | MW |  |  | yes
~FI_Comm
CSet | Region | CommName | CommDesc | Unit | LimType | CTSLvl | PeakTS | Ctype
*Commodity Set Membership | Region Name | Commodity Name | Commodity Description | Unit | Sense of the Balance EQN. | Timeslice Level | Peak Monitoring | Electricity Indicator
ENV |  | IFDSOx | Industrial heating heating technology Food - SOx emission | g/GJ
|  | IFDNOx | Industrial heating heating technology Food - NOx emission | g/GJ
|  | IFDCH4 | Industrial heating heating technology Food - CH4 emission | g/GJ
|  | IFDNO2 | Industrial heating heating technology Food - NO2 emission | g/GJ
|  | IFDPM | Industrial heating heating technology Food - Particle emission | g/GJ
NRG |  | INDFWH | Industrial heating technology Food - Waste heat | PJ |  | DAYNITE
Note on E1: Andreas Helk ¦ Viegand Maagøe: Input for each sheet - Choose between the categories from the ENS catalogue. Used for looking up potentials
Note on S1: Andreas Helk ¦ Viegand Maagøe: Column number for looking up the right FLO_MARK (direct or indirect technologies)
Note on U1: Andreas Helk ¦ Viegand Maagøe: Base input for calculating waste heat in industry. Factor that estimates how much waste heat is generated within HT, MT and RH due to the processes involved and not the technology i.e. drying processes, evaporation, distilling etc. Should be sector-specific depending on the processes within each sector.
Note on E2: Andreas Helk ¦ Viegand Maagøe: Write a sector name for TechDesc and Comm-OUT
Note on G6: Andreas Helk ¦ Viegand Maagøe: Heat pumps are set to use both electricity and waste heat within industries.
Note on I6: Andreas Helk ¦ Viegand Maagøe: Boilers are also set to give out waste heat
Note on M6: Andreas Helk ¦ Viegand Maagøe: For heat pumps the COP value is loaded here for calculating the input shares. (* means that TIMES does not read the column)
Note on S6: Andreas Helk ¦ Viegand Maagøe: Consider looking into updating these
Note on X6: Maurizio Gargiulo: It is not possible to use the parameter like in here because we have more than one COMM-OUT. If you try to join the two tables you will get an error. We should move these information in a scenario file
Note on M9: Andreas Helk ¦ Viegand Maagøe: Heat pump COP is written in this column since they are not using air as heat source, but using the waste heat within the industry.
Note on T33: Andreas Helk ¦ Viegand Maagøe: Assumed that the traditional heat pumps are prioritized first, so the Abs. heat pump potential is what is left.
Note on T45: Andreas Helk ¦ Viegand Maagøe: Assumed that the traditional heat pumps are prioritized first, so the Booster heat pump potential is what is left.
Note on T183: Andreas Helk ¦ Viegand Maagøe: Not a part of the technology catalogue - manual input
Note on O187: Stefan Petrovic: =L6*0.95 was previously

## IND_CHEM_new
|  | Sector name: | 4.Chemical industry | [13 empty] | Direct | Indirect | WH Base input: | HT | 0.3
|  |  | Chemical | [13 empty] | 11 | 12 |  | MT | 0.2
[20 empty] | RH | 0
~FI_T
Sheet names (for lookups) |  | TechName | *TechDesc | CURR | Comm-IN | Comm-OUT | Comm-OUT-A | YEAR | START | EFF | *COP | LIFE | INVCOST | FIXOM | VAROM | CAP2ACT | AFA | FLO_MARK | Share-I~UP | VDA_FLOP |  | FEMIS~ICDSOx | FEMIS~ICDNOx | FEMIS~ICDCH4 | FEMIS~ICDNO2 | FEMIS~ICDPM | * Source | Lookup year | Input~ELCC | EFF heat pumps moved to Trans file
*PlantName
|  | * | [10 empty] | Mkr/MW | Mkr/MW/year | Mkr/PJ | Factor | Factor |  |  |  |  | g/GJ | g/GJ | g/GJ | g/GJ | g/GJ
Trad. Heat pump 80C |  | INDCDMTELCN1 | Industrial heating technology Chemical MT - Heat pump utilizing waste heat - new 1 | MKr15 | INDELC | ICDMT |  | 2020 | 2020 | 1 | 4.4755 | 20 | 5.4385 | 0.0149 | 6.7464 | 0.031536 | 0.5 | 0.14 | 0.22567 |  |  | 0 | 0 | 0 | 0 | 0 |  | 2020
Trad. Heat pump 80C |  |  |  | MKr15 | INDCWH | [13 empty] | 0.77433
Trad. Heat pump 80C |  |  |  | MKr15 | INDELC | ICDMT |  | 2030 |  | 1 | 4.5793 |  | 4.8425 | 0.0149 | 6.6222 |  |  |  | 0.22056 |  |  | 0 | 0 | 0 | 0 | 0 |  | 2030
Trad. Heat pump 80C |  |  |  | MKr15 | INDCWH | [13 empty] | 0.77944 | [11 empty] | Sector | Chemical
Trad. Heat pump 80C |  |  |  | MKr15 | INDELC | ICDMT |  | 2050 |  | 1 | 4.7191 |  | 4.321 | 0.0149 | 6.4567 |  |  |  | 0.21402 |  |  | 0 | 0 | 0 | 0 | 0 |  | 2050 |  |  | ICDHT | Chemical industry Demand Heat High Temp. over 150C | ICDMT | Chemical industry Demand Heat Medium Temp. up to 150C
Trad. Heat pump 80C |  |  |  | MKr15 | INDCWH | [13 empty] | 0.78598 | [11 empty] | ICDMT | Chemical industry Demand Heat Medium Temp. up to 150C | ICDHT | Chemical industry Demand Heat High Temp. over 150C
Trad. Heat pump 80C |  | INDCDRHELCN1 | Industrial heating technology Chemical RH - Heat pump utilizing waste heat - new 1 | MKr15 | INDELC | ICDRH |  | 2020 | 2020 | 1 | 4.4755 | 20 | 5.4385 | 0.0149 | 6.7464 | 0.031536 | 0.5 | 1 | 0.22567 |  |  | 0 | 0 | 0 | 0 | 0 |  | 2020 |  |  | ICDRH | Chemical industry Demand Heat Room Heat | ICDRH | Chemical industry Demand Heat Room Heat
Trad. Heat pump 80C |  |  |  | MKr15 | INDCWH | [13 empty] | 0.77433 | [11 empty] | ICDLA | Chemical industry Demand Light | ICDLA | Chemical industry Demand Light
Trad. Heat pump 80C |  |  |  | MKr15 | INDELC | ICDRH |  | 2030 |  | 1 | 4.5793 |  | 4.8425 | 0.0149 | 6.6222 |  |  |  | 0.22056 |  |  | 0 | 0 | 0 | 0 | 0 |  | 2030 |  |  | ICDEM | Chemical industry Demand Electric Motors | ICDEM | Chemical industry Demand Electric Motors
Trad. Heat pump 80C |  |  |  | MKr15 | INDCWH | [13 empty] | 0.77944 | [11 empty] | ICDTF | Chemical industry Demand Haulage Tractors, Trucks, Fishing boats, Forest machines | ICDTF | Chemical industry Demand Haulage Tractors, Trucks, Fishing boats, Forest machines
Trad. Heat pump 80C |  |  |  | MKr15 | INDELC | ICDRH |  | 2050 |  | 1 | 4.7191 |  | 4.321 | 0.0149 | 6.4567 |  |  |  | 0.21402 |  |  | 0 | 0 | 0 | 0 | 0 |  | 2050 |  |  | ICDFL | Chemical industry Demand Haulage Forklifts | ICDFL | Chemical industry Demand Haulage Forklifts
Trad. Heat pump 80C |  |  |  | MKr15 | INDCWH | [13 empty] | 0.78598 | [11 empty] | INDCWH | Chemical Industrial Waste Heat
Heat driven Heat pump 80C |  | * | Industrial heating technology Chemical MT - Heat driven heat pump utilizing waste heat - new 2 | MKr15 | INDELC | ICDMT |  | 2020 | 2020 | 1 | 1.68 | 20 | 4.172 | 0.0149 | 2.0901 | 0.031536 | 0.5 | 0 | 0.60119 |  |  | 0 | 0 | 0 | 0 | 0 |  | 2020
Heat driven Heat pump 80C |  | * |  | MKr15 | INDCWH | [13 empty] | 0.39881 | [11 empty] | 1
Heat driven Heat pump 80C |  | * |  | MKr15 | INDELC | ICDMT |  | 2030 |  | 1 | 1.69 |  | 3.7995 | 0.0149 | 2.0694 |  |  |  | 0.59763 |  |  | 0 | 0 | 0 | 0 | 0 |  | 2030 |  |  | 2
Heat driven Heat pump 80C |  | * |  | MKr15 | INDCWH | [13 empty] | 0.40237 | [11 empty] | 3
Heat driven Heat pump 80C |  | * |  | MKr15 | INDELC | ICDMT |  | 2050 |  | 1 | 1.71 |  | 3.427 | 0.0149 | 2.0488 |  |  |  | 0.59064 |  |  | 0 | 0 | 0 | 0 | 0 |  | 2050 |  |  | 4
Heat driven Heat pump 80C |  | * |  | MKr15 | INDCWH | [13 empty] | 0.40936 | [11 empty] | 5 | 1.Food, beverages and tobacco
Heat driven Heat pump 80C |  | INDCDRHELCN2 | Industrial heating technology Chemical RH - Heat driven heat pump utilizing waste heat - new 2 | MKr15 | INDELC | ICDRH |  | 2020 | 2020 | 1 | 1.68 | 20 | 4.172 | 0.0149 | 2.0901 | 0.031536 | 0.5 | 1 | 0.60119 |  |  | 0 | 0 | 0 | 0 | 0 |  | 2020 |  |  | 6
Heat driven Heat pump 80C |  |  |  | MKr15 | INDCWH | [13 empty] | 0.39881 | [11 empty] | 7 | 2.Commodity production
Heat driven Heat pump 80C |  |  |  | MKr15 | INDELC | ICDRH |  | 2030 |  | 1 | 1.69 |  | 3.7995 | 0.0149 | 2.0694 |  |  |  | 0.59763 |  |  | 0 | 0 | 0 | 0 | 0 |  | 2030 |  |  | 8
Heat driven Heat pump 80C |  |  |  | MKr15 | INDCWH | [13 empty] | 0.40237 | [11 empty] | 9 | 3.Cement and non-metallic mineral (+Extraction of gravel and stone)
Heat driven Heat pump 80C |  |  |  | MKr15 | INDELC | ICDRH |  | 2050 |  | 1 | 1.71 |  | 3.427 | 0.0149 | 2.0488 |  |  |  | 0.59064 |  |  | 0 | 0 | 0 | 0 | 0 |  | 2050 |  |  | 10
Heat driven Heat pump 80C |  |  |  | MKr15 | INDCWH | [13 empty] | 0.40936 | [11 empty] | 11 | 4.Chemical industry
High Temp abs. Heat pump 150C |  | INDCDMTELCN3 | Industrial heating technology Chemical MT - High Temp abs. Heat pump utilizing waste heat - new 3 | MKr15 | INDELC | ICDMT |  | 2020 | 2020 | 1 | 2.75 | 20 | 7.1395 | 0.0072265 | 6.7464 | 0.031536 | 0.5 | 0.17 | 0.36727 |  |  | 0 | 0 | 0 | 0 | 0 |  | 2020 |  |  | 12
High Temp abs. Heat pump 150C |  |  |  | MKr15 | INDCWH | [13 empty] | 0.63273 | [11 empty] | 13 | 5.Metals, machinery and electronics
High Temp abs. Heat pump 150C |  |  |  | MKr15 | INDELC | ICDMT |  | 2030 |  | 1 | 2.875 |  | 6.3823 | 0.0064815 | 6.6222 |  |  |  | 0.3513 |  |  | 0 | 0 | 0 | 0 | 0 |  | 2030 |  |  | 14
High Temp abs. Heat pump 150C |  |  |  | MKr15 | INDCWH | [13 empty] | 0.6487
High Temp abs. Heat pump 150C |  |  |  | MKr15 | INDELC | ICDMT |  | 2050 |  | 1 | 3.025 |  | 5.7365 | 0.005364 | 6.4567 |  |  |  | 0.33388 |  |  | 0 | 0 | 0 | 0 | 0 |  | 2050
High Temp abs. Heat pump 150C |  |  |  | MKr15 | INDCWH | [13 empty] | 0.66612
High Temp abs. Heat pump 150C |  | INDCDRHELCN3 | Industrial heating technology Chemical RH - High Temp abs. Heat pump utilizing waste heat - new 3 | MKr15 | INDELC | ICDRH |  | 2020 | 2020 | 1 | 2.75 | 20 | 7.1395 | 0.0072265 | 6.7464 | 0.031536 | 0.5 | 1 | 0.36727 |  |  | 0 | 0 | 0 | 0 | 0 |  | 2020
High Temp abs. Heat pump 150C |  |  |  | MKr15 | INDCWH | [13 empty] | 0.63273
High Temp abs. Heat pump 150C |  |  |  | MKr15 | INDELC | ICDRH |  | 2030 |  | 1 | 2.875 |  | 6.3823 | 0.0064815 | 6.6222 |  |  |  | 0.3513 |  |  | 0 | 0 | 0 | 0 | 0 |  | 2030
High Temp abs. Heat pump 150C |  |  |  | MKr15 | INDCWH | [13 empty] | 0.6487
High Temp abs. Heat pump 150C |  |  |  | MKr15 | INDELC | ICDRH |  | 2050 |  | 1 | 3.025 |  | 5.7365 | 0.005364 | 6.4567 |  |  |  | 0.33388 |  |  | 0 | 0 | 0 | 0 | 0 |  | 2050
High Temp abs. Heat pump 150C |  |  |  | MKr15 | INDCWH | [13 empty] | 0.66612
Booster Heat pump 150C |  | INDCDMTELCN4 | Industrial heating technology Chemical MT - Booster Heat pump utilizing waste heat - new 4 | MKr15 | INDELC | ICDMT |  | 2020 | 2020 | 1 | 1.93 | 20 | 12.1589 | 0.0149 | 7.1189 | 0.031536 | 0.5 | 0.66 | 0.52332 |  |  | 0 | 0 | 0 | 0 | 0 |  | 2020
Booster Heat pump 150C |  |  |  | MKr15 | INDCWH | [13 empty] | 0.47668
Booster Heat pump 150C |  |  |  | MKr15 | INDELC | ICDMT |  | 2030 |  | 1 | 1.9894 |  | 9.8571 | 0.0149 | 6.974 |  |  |  | 0.50769 |  |  | 0 | 0 | 0 | 0 | 0 |  | 2030
Booster Heat pump 150C |  |  |  | MKr15 | INDCWH | [13 empty] | 0.49231
Booster Heat pump 150C |  |  |  | MKr15 | INDELC | ICDMT |  | 2050 |  | 1 | 2.051 |  | 6.9559 | 0.0149 | 6.7878 |  |  |  | 0.49245 |  |  | 0 | 0 | 0 | 0 | 0 |  | 2050
Booster Heat pump 150C |  |  |  | MKr15 | INDCWH | [13 empty] | 0.50755
Booster Heat pump 150C |  | INDCDRHELCN4 | Industrial heating technology Chemical RH - Booster Heat pump utilizing waste heat - new 4 | MKr15 | INDELC | ICDRH |  | 2020 | 2020 | 1 | 1.93 | 20 | 12.1589 | 0.0149 | 7.1189 | 0.031536 | 0.5 | 1 | 0.52332 |  |  | 0 | 0 | 0 | 0 | 0 |  | 2020
Booster Heat pump 150C |  |  |  | MKr15 | INDCWH | [13 empty] | 0.47668
Booster Heat pump 150C |  |  |  | MKr15 | INDELC | ICDRH |  | 2030 |  | 1 | 1.9894 |  | 9.8571 | 0.0149 | 6.974 |  |  |  | 0.50769 |  |  | 0 | 0 | 0 | 0 | 0 |  | 2030
Booster Heat pump 150C |  |  |  | MKr15 | INDCWH | [13 empty] | 0.49231
Booster Heat pump 150C |  |  |  | MKr15 | INDELC | ICDRH |  | 2050 |  | 1 | 2.051 |  | 6.9559 | 0.0149 | 6.7878 |  |  |  | 0.49245 |  |  | 0 | 0 | 0 | 0 | 0 |  | 2050
Booster Heat pump 150C |  |  |  | MKr15 | INDCWH | [13 empty] | 0.50755
MVR |  | INDCDMTELCN5 | Industrial heating technology Chemical MT - MVR utilizing waste heat - new 5 | MKr15 | INDELC | ICDMT |  | 2020 | 2020 | 1 | 12.1 | 25 | 2.6075 | 0.0149 | 5.2357 | 0.031536 | 0.5 | 0.41 | 0.083471 |  |  | 0 | 0 | 0 | 0 | 0 |  | 2020
MVR |  |  |  | MKr15 | INDCWH | [13 empty] | 0.91653
MVR |  |  |  | MKr15 | INDELC | ICDMT |  | 2030 |  | 1 | 12.7 |  | 2.4585 | 0.0149 | 5.0701 |  |  |  | 0.079528 |  |  | 0 | 0 | 0 | 0 | 0 |  | 2030
MVR |  |  |  | MKr15 | INDCWH | [13 empty] | 0.92047
MVR |  |  |  | MKr15 | INDELC | ICDMT |  | 2050 |  | 1 | 13.8 |  | 2.3095 | 0.0149 | 4.8839 |  |  |  | 0.073188 |  |  | 0 | 0 | 0 | 0 | 0 |  | 2050
MVR |  |  |  | MKr15 | INDCWH | [13 empty] | 0.92681
Hotdisc |  | * | Industrial heating technology Chemical HT - Hotdisc - new 1 | MKr15 | INDWST | ICDHT | INDCWH | 2011 | 2011 | 0.9 |  | 20 | 3.725 | 0.00298 | 2.4316 | 0.031536 | 0.5 | 0 |  | 0.4 |  | 8.3 | 56 | 0.1 | 1 | 0.29 |  | 2020
Hotdisc |  | * |  | MKr15 |  |  | INDCWH | 2030 |  | 0.91 |  |  | 3.4643 | 0.00298 | 2.473 |  |  |  |  | 0.39 |  | 8.3 | 45 | 0.1 | 1 | 0.29 |  | 2030
Hotdisc |  | * |  | MKr15 |  |  | INDCWH | 2050 |  | 0.93 |  |  | 3.3525 | 0.00298 | 2.4937 |  |  |  |  | 0.37 |  | 8.3 | 11 | 0.1 | 1 | 0.29 |  | 2050
Dielectric heating |  | * | Industrial heating technology Chemical MT - Dielectric heating - new 6 | MKr15 | INDELC | ICDMT | INDCWH | 2011 | 2011 | 0.95 |  | 30 | 20.115 | 0 | 94.8282 | 0.031536 | 0.5 | 0 |  | 0.25 |  | 0 | 0 | 0 | 0 | 0 |  | 2020
Dielectric heating |  | * |  | MKr15 |  |  | INDCWH | 2030 |  | 0.95 |  |  | 19.5116 | 0 | 94.8323 |  |  |  |  | 0.25 |  | 0 | 0 | 0 | 0 | 0 |  | 2030
Dielectric heating |  | * |  | MKr15 |  |  | INDCWH | 2050 |  | 0.95 |  |  | 18.1035 | 0 | 94.8344 |  |  |  |  | 0.25 |  | 0 | 0 | 0 | 0 | 0 |  | 2050
Infrared |  | * | Industrial heating technology Chemical MT - Infrared heating - new 7 | MKr15 | INDELC | ICDMT | INDCWH | 2011 | 2011 | 0.96 |  | 30 | 2.6075 | 0 | 242.2761 | 0.031536 | 0.5 | 0 |  | 0.24 |  | 0 | 0 | 0 | 0 | 0 |  | 2020
Infrared |  | * |  | MKr15 |  |  | INDCWH | 2030 |  | 0.96 |  |  | 2.533 | 0 | 242.2802 |  |  |  |  | 0.24 |  | 0 | 0 | 0 | 0 | 0 |  | 2030
Infrared |  | * |  | MKr15 |  |  | INDCWH | 2050 |  | 0.96 |  |  | 2.3468 | 0 | 242.2823 |  |  |  |  | 0.24 |  | 0 | 0 | 0 | 0 | 0 |  | 2050
Electric boiler |  | INDCDHTELCN8 | Industrial heating technology Chemical HT - Electric boiler (Steam) - new 8 | MKr15 | INDELC | ICDHT | INDCWH | 2011 | 2011 | 0.99 |  | 25 | 0.596 | 0.0079715 | 1.7901 | 0.031536 | 0.5 | 1 |  | 0.31 |  | 0 | 0 | 0 | 0 | 0 |  | 2020
Electric boiler |  |  |  | MKr15 |  |  | INDCWH | 2030 |  | 0.99 |  |  | 0.5215 | 0.007599 | 1.8108 |  |  |  |  | 0.31 |  | 0 | 0 | 0 | 0 | 0 |  | 2030
Electric boiler |  |  |  | MKr15 |  |  | INDCWH | 2050 |  | 0.99 |  |  | 0.5215 | 0.006854 | 1.6142 |  |  |  |  | 0.31 |  | 0 | 0 | 0 | 0 | 0 |  | 2050
Electric boiler |  | INDCDMTELCN8 | Industrial heating technology Chemical MT - Electric boiler (Steam) - new 8 | MKr15 | INDELC | ICDMT | INDCWH | 2011 | 2011 | 0.99 |  | 25 | 0.596 | 0.0079715 | 1.7901 | 0.031536 | 0.5 | 1 |  | 0.21 |  | 0 | 0 | 0 | 0 | 0 |  | 2020
Electric boiler |  |  |  | MKr15 |  |  | INDCWH | 2030 |  | 0.99 |  |  | 0.5215 | 0.007599 | 1.8108 |  |  |  |  | 0.21 |  | 0 | 0 | 0 | 0 | 0 |  | 2030
Electric boiler |  |  |  | MKr15 |  |  | INDCWH | 2050 |  | 0.99 |  |  | 0.5215 | 0.006854 | 1.6142 |  |  |  |  | 0.21 |  | 0 | 0 | 0 | 0 | 0 |  | 2050
Electric boiler |  | INDCDRHELCN8 | Industrial heating technology Chemical RH - Electric boiler (Steam) - new 8 | MKr15 | INDELC | ICDRH | INDCWH | 2011 | 2011 | 0.99 |  | 25 | 0.596 | 0.0079715 | 1.7901 | 0.031536 | 0.5 | 1 |  | 0.01 |  | 0 | 0 | 0 | 0 | 0 |  | 2020
Electric boiler |  |  |  | MKr15 |  |  | INDCWH | 2030 |  | 0.99 |  |  | 0.5215 | 0.007599 | 1.8108 |  |  |  |  | 0.01 |  | 0 | 0 | 0 | 0 | 0 |  | 2030
Electric boiler |  |  |  | MKr15 |  |  | INDCWH | 2050 |  | 0.99 |  |  | 0.5215 | 0.006854 | 1.6142 |  |  |  |  | 0.01 |  | 0 | 0 | 0 | 0 | 0 |  | 2050
Electric boiler |  | INDCDMTELCN9 | Industrial heating technology Chemical MT - Electric boiler (Hot Water) - new 9 | MKr15 | INDELC | ICDMT | INDCWH | 2011 | 2011 | 0.99 |  | 25 | 0.5215 | 0.0079715 | 1.7901 | 0.031536 | 0.5 | 1 |  | 0.21 |  | 0 | 0 | 0 | 0 | 0 |  | 2020
Electric boiler |  |  |  | MKr15 |  |  | INDCWH | 2030 |  | 0.99 |  |  | 0.447 | 0.007599 | 1.8108 |  |  |  |  | 0.21 |  | 0 | 0 | 0 | 0 | 0 |  | 2030
Electric boiler |  |  |  | MKr15 |  |  | INDCWH | 2050 |  | 0.99 |  |  | 0.447 | 0.006854 | 1.6142 |  |  |  |  | 0.21 |  | 0 | 0 | 0 | 0 | 0 |  | 2050
Electric boiler |  | INDCDRHELCN9 | Industrial heating technology Chemical RH - Electric boiler (Hot Water) - new 9 | MKr15 | INDELC | ICDRH | INDCWH | 2011 | 2011 | 0.99 |  | 25 | 0.5215 | 0.0079715 | 1.7901 | 0.031536 | 0.5 | 1 |  | 0.01 |  | 0 | 0 | 0 | 0 | 0 |  | 2020
Electric boiler |  |  |  | MKr15 |  |  | INDCWH | 2030 |  | 0.99 |  |  | 0.447 | 0.007599 | 1.8108 |  |  |  |  | 0.01 |  | 0 | 0 | 0 | 0 | 0 |  | 2030
Electric boiler |  |  |  | MKr15 |  |  | INDCWH | 2050 |  | 0.99 |  |  | 0.447 | 0.006854 | 1.6142 |  |  |  |  | 0.01 |  | 0 | 0 | 0 | 0 | 0 |  | 2050
Biomass boiler |  | INDCDHTWCHN1 | Industrial heating technology Chemical HT - Wood chip boiler (Steam) - new 1 | MKr15 | INDWCH | ICDHT | INDCWH | 2011 | 2011 | 0.89 |  | 25 | 4.6055 | 0.25106 | 5.751 | 0.031536 | 0.5 | 1 |  | 0.41 |  | 11 | 63 | 11 | 3 | 10 |  | 2020
Biomass boiler |  |  |  | MKr15 |  |  | INDCWH | 2030 |  | 0.89 |  |  | 4.4023 | 0.26745 | 5.8462 |  |  |  |  | 0.41 |  | 11 | 49 | 8 | 3 | 10 |  | 2030
Biomass boiler |  |  |  | MKr15 |  |  | INDCWH | 2050 |  | 0.9 |  |  | 3.9959 | 0.25106 | 5.8938 |  |  |  |  | 0.4 |  | 11 | 41 | 4 | 1 | 10 |  | 2050
Biomass boiler |  | INDCDMTWCHN1 | Industrial heating technology Chemical MT - Wood chip boiler (Steam) - new 1 | MKr15 | INDWCH | ICDMT | INDCWH | 2011 | 2011 | 0.89 |  | 25 | 4.6055 | 0.25106 | 5.751 | 0.031536 | 0.5 | 1 |  | 0.31 |  | 11 | 63 | 11 | 3 | 10 |  | 2020
Biomass boiler |  |  |  | MKr15 |  |  | INDCWH | 2030 |  | 0.89 |  |  | 4.4023 | 0.26745 | 5.8462 |  |  |  |  | 0.31 |  | 11 | 49 | 8 | 3 | 10 |  | 2030
Biomass boiler |  |  |  | MKr15 |  |  | INDCWH | 2050 |  | 0.9 |  |  | 3.9959 | 0.25106 | 5.8938 |  |  |  |  | 0.3 |  | 11 | 41 | 4 | 1 | 10 |  | 2050
Biomass boiler |  | INDCDRHWCHN1 | Industrial heating technology Chemical RH - Wood chip boiler (Steam) - new 1 | MKr15 | INDWCH | ICDRH | INDCWH | 2011 | 2011 | 0.89 |  | 25 | 4.6055 | 0.25106 | 5.751 | 0.031536 | 0.5 | 1 |  | 0.11 |  | 11 | 63 | 11 | 3 | 10 |  | 2020
Biomass boiler |  |  |  | MKr15 |  |  | INDCWH | 2030 |  | 0.89 |  |  | 4.4023 | 0.26745 | 5.8462 |  |  |  |  | 0.11 |  | 11 | 49 | 8 | 3 | 10 |  | 2030
Biomass boiler |  |  |  | MKr15 |  |  | INDCWH | 2050 |  | 0.9 |  |  | 3.9959 | 0.25106 | 5.8938 |  |  |  |  | 0.1 |  | 11 | 41 | 4 | 1 | 10 |  | 2050
Biomass boiler |  | INDCDMTWCHN2 | Industrial heating technology Chemical MT - Wood chip boiler (Steam - condensing) - new 2 | MKr15 | INDWCH | ICDMT | INDCWH | 2011 | 2011 | 1.1619 |  | 25 | 5.066 | 0.27565 | 5.751 | 0.031536 | 0.5 | 1 |  | 0.038104 |  | 11 | 63 | 11 | 3 | 10 |  | 2020
Biomass boiler |  |  |  | MKr15 |  |  | INDCWH | 2030 |  | 1.1619 |  |  | 4.8425 | 0.26745 | 5.8462 |  |  |  |  | 0.038104 |  | 11 | 49 | 8 | 3 | 10 |  | 2030
Biomass boiler |  |  |  | MKr15 |  |  | INDCWH | 2050 |  | 1.1619 |  |  | 4.3955 | 0.25106 | 5.8938 |  |  |  |  | 0.038104 |  | 11 | 41 | 4 | 1 | 10 |  | 2050
Biomass boiler |  | INDCDRHWCHN2 | Industrial heating technology Chemical RH - Wood chip boiler (Steam - condensing) - new 2 | MKr15 | INDWCH | ICDRH | INDCWH | 2011 | 2011 | 1.1619 |  | 25 | 5.066 | 0.27565 | 5.751 | 0.031536 | 0.5 | 1 |  | 0 |  | 11 | 63 | 11 | 3 | 10 |  | 2020
Biomass boiler |  |  |  | MKr15 |  |  | INDCWH | 2030 |  | 1.1619 |  |  | 4.8425 | 0.26745 | 5.8462 |  |  |  |  | 0 |  | 11 | 49 | 8 | 3 | 10 |  | 2030
Biomass boiler |  |  |  | MKr15 |  |  | INDCWH | 2050 |  | 1.1619 |  |  | 4.3955 | 0.25106 | 5.8938 |  |  |  |  | 0 |  | 11 | 41 | 4 | 1 | 10 |  | 2050
Biomass boiler |  | INDCDMTWCHN3 | Industrial heating technology Chemical MT - Wood chip boiler (Hot Water) - new 3 | MKr15 | INDWCH | ICDMT | INDCWH | 2011 | 2011 | 0.9 |  | 25 | 4.6055 | 0.25106 | 5.751 | 0.031536 | 0.5 | 1 |  | 0.3 |  | 11 | 63 | 11 | 3 | 10 |  | 2020
Biomass boiler |  |  |  | MKr15 |  |  | INDCWH | 2030 |  | 0.9 |  |  | 4.4023 | 0.26745 | 5.8462 |  |  |  |  | 0.3 |  | 11 | 49 | 8 | 3 | 10 |  | 2030
Biomass boiler |  |  |  | MKr15 |  |  | INDCWH | 2050 |  | 0.91 |  |  | 3.9959 | 0.25106 | 5.8938 |  |  |  |  | 0.29 |  | 11 | 41 | 4 | 1 | 10 |  | 2050
Biomass boiler |  | INDCDRHWCHN3 | Industrial heating technology Chemical RH - Wood chip boiler (Hot Water) - new 3 | MKr15 | INDWCH | ICDRH | INDCWH | 2011 | 2011 | 0.9 |  | 25 | 4.6055 | 0.25106 | 5.751 | 0.031536 | 0.5 | 1 |  | 0.1 |  | 11 | 63 | 11 | 3 | 10 |  | 2020
Biomass boiler |  |  |  | MKr15 |  |  | INDCWH | 2030 |  | 0.9 |  |  | 4.4023 | 0.26745 | 5.8462 |  |  |  |  | 0.1 |  | 11 | 49 | 8 | 3 | 10 |  | 2030
Biomass boiler |  |  |  | MKr15 |  |  | INDCWH | 2050 |  | 0.91 |  |  | 3.9959 | 0.25106 | 5.8938 |  |  |  |  | 0.09 |  | 11 | 41 | 4 | 1 | 10 |  | 2050
Biomass boiler |  | INDCDMTWCHN4 | Industrial heating technology Chemical MT - Wood chip boiler (Hot Water - condensing) - new 4 | MKr15 | INDWCH | ICDMT | INDCWH | 2011 | 2011 | 1.1619 |  | 25 | 5.066 | 0.27565 | 5.751 | 0.031536 | 0.5 | 1 |  | 0.038104 |  | 11 | 63 | 11 | 3 | 10 |  | 2020
Biomass boiler |  |  |  | MKr15 |  |  | INDCWH | 2030 |  | 1.1619 |  |  | 4.8425 | 0.26745 | 5.8462 |  |  |  |  | 0.038104 |  | 11 | 49 | 8 | 3 | 10 |  | 2030
Biomass boiler |  |  |  | MKr15 |  |  | INDCWH | 2050 |  | 1.1619 |  |  | 4.3955 | 0.25106 | 5.8938 |  |  |  |  | 0.038104 |  | 11 | 41 | 4 | 1 | 10 |  | 2050
Biomass boiler |  | INDCDRHWCHN4 | Industrial heating technology Chemical RH - Wood chip boiler (Hot Water- condensing) - new 4 | MKr15 | INDWCH | ICDRH | INDCWH | 2011 | 2011 | 1.1619 |  | 25 | 5.066 | 0.27565 | 5.751 | 0.031536 | 0.5 | 1 |  | 0 |  | 11 | 63 | 11 | 3 | 10 |  | 2020
Biomass boiler |  |  |  | MKr15 |  |  | INDCWH | 2030 |  | 1.1619 |  |  | 4.8425 | 0.26745 | 5.8462 |  |  |  |  | 0 |  | 11 | 49 | 8 | 3 | 10 |  | 2030
Biomass boiler |  |  |  | MKr15 |  |  | INDCWH | 2050 |  | 1.1619 |  |  | 4.3955 | 0.25106 | 5.8938 |  |  |  |  | 0 |  | 11 | 41 | 4 | 1 | 10 |  | 2050
Direct electric heating |  | * | Industrial heating technology Chemical HT - Direct electric heating - new 10 | MKr15 | INDELC | ICDHT | INDCWH | 2011 | 2011 | 1 |  | 12.5 | 0.447 | 0 | 0.37767 | 0.031536 | 0.5 | 0 |  | 0.3 |  | 0 | 0 | 0 | 0 | 0 |  | 2020
Direct electric heating |  | * |  | MKr15 |  |  | INDCWH | 2030 |  | 1 |  |  | 0.447 | 0 | 0.38802 |  |  |  |  | 0.3 |  | 0 | 0 | 0 | 0 | 0 |  | 2030
Direct electric heating |  | * |  | MKr15 |  |  | INDCWH | 2050 |  | 1 |  |  | 0.447 | 0 | 0.39319 |  |  |  |  | 0.3 |  | 0 | 0 | 0 | 0 | 0 |  | 2050
Direct electric heating |  | * | Industrial heating technology Chemical MT - Direct electric heating - new 10 | MKr15 | INDELC | ICDMT | INDCWH | 2011 | 2011 | 1 |  | 12.5 | 0.447 | 0 | 0.37767 | 0.031536 | 0.5 | 0 |  | 0.2 |  | 0 | 0 | 0 | 0 | 0 |  | 2020
Direct electric heating |  | * |  | MKr15 |  |  | INDCWH | 2030 |  | 1 |  |  | 0.447 | 0 | 0.38802 |  |  |  |  | 0.2 |  | 0 | 0 | 0 | 0 | 0 |  | 2030
Direct electric heating |  | * |  | MKr15 |  |  | INDCWH | 2050 |  | 1 |  |  | 0.447 | 0 | 0.39319 |  |  |  |  | 0.2 |  | 0 | 0 | 0 | 0 | 0 |  | 2050
Oil-fired boiler_NEW |  | INDCDHTDSEN1 | Industrial heating technology Chemical HT - Oil boiler (Steam) - new 1 | MKr15 | INDDSL, INDDSB1, INDDSB2, INDHFO, INDDSE | ICDHT | INDCWH | 2011 | 2011 | 0.94 |  | 25 | 0.40975 | 0.01341 | 2.0694 | 0.031536 | 0.5 | 1 |  | 0.36 |  | 0.5 | 25 | 0 | 0 | 0.1 |  | 2020
Oil-fired boiler_NEW |  |  |  | MKr15 |  |  | INDCWH | 2030 |  | 0.95 |  |  | 0.34699 | 0.012665 | 1.8625 |  |  |  |  | 0.35 |  | 0.5 | 20 | 0 | 0 | 0.1 |  | 2030
Oil-fired boiler_NEW |  |  |  | MKr15 |  |  | INDCWH | 2050 |  | 0.96 |  |  | 0.32814 | 0.011175 | 1.8625 |  |  |  |  | 0.34 |  | 0.5 | 15 | 0 | 0 | 0.1 |  | 2050
Oil-fired boiler_NEW |  | INDCDMTDSEN1 | Industrial heating technology Chemical MT - Oil boiler (Steam) - new 1 | MKr15 | INDDSL, INDDSB1, INDDSB2, INDHFO, INDDSE | ICDMT | INDCWH | 2011 | 2011 | 0.94 |  | 25 | 0.40975 | 0.01341 | 2.0694 | 0.031536 | 0.5 | 1 |  | 0.26 |  | 0.5 | 25 | 0 | 0 | 0.1 |  | 2020
Oil-fired boiler_NEW |  |  |  | MKr15 |  |  | INDCWH | 2030 |  | 0.95 |  |  | 0.34699 | 0.012665 | 1.8625 |  |  |  |  | 0.25 |  | 0.5 | 20 | 0 | 0 | 0.1 |  | 2030
Oil-fired boiler_NEW |  |  |  | MKr15 |  |  | INDCWH | 2050 |  | 0.96 |  |  | 0.32814 | 0.011175 | 1.8625 |  |  |  |  | 0.24 |  | 0.5 | 15 | 0 | 0 | 0.1 |  | 2050
Oil-fired boiler_NEW |  | INDCDRHDSEN1 | Industrial heating technology Chemical RH - Oil boiler (Steam) - new 1 | MKr15 | INDDSL, INDDSB1, INDDSB2, INDHFO, INDDSE | ICDRH | INDCWH | 2011 | 2011 | 0.94 |  | 25 | 0.40975 | 0.01341 | 2.0694 | 0.031536 | 0.5 | 1 |  | 0.06 |  | 0.5 | 25 | 0 | 0 | 0.1 |  | 2020
Oil-fired boiler_NEW |  |  |  | MKr15 |  |  | INDCWH | 2030 |  | 0.95 |  |  | 0.34699 | 0.012665 | 1.8625 |  |  |  |  | 0.05 |  | 0.5 | 20 | 0 | 0 | 0.1 |  | 2030
Oil-fired boiler_NEW |  |  |  | MKr15 |  |  | INDCWH | 2050 |  | 0.96 |  |  | 0.32814 | 0.011175 | 1.8625 |  |  |  |  | 0.04 |  | 0.5 | 15 | 0 | 0 | 0.1 |  | 2050
Oil-fired boiler_NEW |  | INDCDMTDSEN2 | Industrial heating technology Chemical MT - Oil boiler (Steam - condensing) - new 2 | MKr15 | INDDSL, INDDSB1, INDDSB2, INDHFO, INDDSE | ICDMT | INDCWH | 2011 | 2011 | 0.95 |  | 25 | 0.3278 | 0.01341 | 2.0694 | 0.031536 | 0.5 | 1 |  | 0.25 |  | 0.5 | 25 | 0 | 0 | 0.1 |  | 2020
Oil-fired boiler_NEW |  |  |  | MKr15 |  |  | INDCWH | 2030 |  | 0.96 |  |  | 0.2776 | 0.012665 | 1.8625 |  |  |  |  | 0.24 |  | 0.5 | 20 | 0 | 0 | 0.1 |  | 2030
Oil-fired boiler_NEW |  |  |  | MKr15 |  |  | INDCWH | 2050 |  | 0.97 |  |  | 0.26251 | 0.011175 | 1.8625 |  |  |  |  | 0.23 |  | 0.5 | 15 | 0 | 0 | 0.1 |  | 2050
Oil-fired boiler_NEW |  | INDCDRHDSEN2 | Industrial heating technology Chemical RH - Oil boiler (Steam - condensing) - new 2 | MKr15 | INDDSL, INDDSB1, INDDSB2, INDHFO, INDDSE | ICDRH | INDCWH | 2011 | 2011 | 0.95 |  | 25 | 0.3278 | 0.01341 | 2.0694 | 0.031536 | 0.5 | 1 |  | 0.05 |  | 0.5 | 25 | 0 | 0 | 0.1 |  | 2020
Oil-fired boiler_NEW |  |  |  | MKr15 |  |  | INDCWH | 2030 |  | 0.96 |  |  | 0.2776 | 0.012665 | 1.8625 |  |  |  |  | 0.04 |  | 0.5 | 20 | 0 | 0 | 0.1 |  | 2030
Oil-fired boiler_NEW |  |  |  | MKr15 |  |  | INDCWH | 2050 |  | 0.97 |  |  | 0.26251 | 0.011175 | 1.8625 |  |  |  |  | 0.03 |  | 0.5 | 15 | 0 | 0 | 0.1 |  | 2050
Natural gas boiler_NEW |  | INDCDHTDH2N1 | Industrial heating technology Chemical HT - Gas boiler (Steam) - new 1 | MKr15 | INDNGA, INDBGA, INDSNG1, INDSNG2, INDLPG, INDSNE, INDH2 | ICDHT | INDCWH | 2011 | 2011 | 0.92 |  | 25 | 0.40636 | 0.0149 | 2.2764 | 0.031536 | 0.5 | 1 |  | 0.38 |  | 0.3 | 9 | 3 | 1 | 0.1 |  | 2020
Natural gas boiler_NEW |  |  |  | MKr15 |  |  | INDCWH | 2030 |  | 0.93 |  |  | 0.33864 | 0.014155 | 2.0694 |  |  |  |  | 0.37 |  | 0.3 | 7 | 2 | 1 | 0.1 |  | 2030
Natural gas boiler_NEW |  |  |  | MKr15 |  |  | INDCWH | 2050 |  | 0.94 |  |  | 0.33864 | 0.012665 | 2.0694 |  |  |  |  | 0.36 |  | 0.3 | 6 | 2 | 1 | 0.1 |  | 2050
Natural gas boiler_NEW |  | INDCDMTDH2N1 | Industrial heating technology Chemical MT - Gas boiler (Steam) - new 1 | MKr15 | INDNGA, INDBGA, INDSNG1, INDSNG2, INDLPG, INDSNE, INDH2 | ICDMT | INDCWH | 2011 | 2011 | 0.92 |  | 25 | 0.40636 | 0.0149 | 2.2764 | 0.031536 | 0.5 | 1 |  | 0.28 |  | 0.3 | 9 | 3 | 1 | 0.1 |  | 2020
Natural gas boiler_NEW |  |  |  | MKr15 |  |  | INDCWH | 2030 |  | 0.93 |  |  | 0.33864 | 0.014155 | 2.0694 |  |  |  |  | 0.27 |  | 0.3 | 7 | 2 | 1 | 0.1 |  | 2030
Natural gas boiler_NEW |  |  |  | MKr15 |  |  | INDCWH | 2050 |  | 0.94 |  |  | 0.33864 | 0.012665 | 2.0694 |  |  |  |  | 0.26 |  | 0.3 | 6 | 2 | 1 | 0.1 |  | 2050
Natural gas boiler_NEW |  | INDCDRHDH2N1 | Industrial heating technology Chemical RH - Gas boiler (Steam) - new 1 | MKr15 | INDNGA, INDBGA, INDSNG1, INDSNG2, INDLPG, INDSNE, INDH2 | ICDRH | INDCWH | 2011 | 2011 | 0.92 |  | 25 | 0.40636 | 0.0149 | 2.2764 | 0.031536 | 0.5 | 1 |  | 0.08 |  | 0.3 | 9 | 3 | 1 | 0.1 |  | 2020
Natural gas boiler_NEW |  |  |  | MKr15 |  |  | INDCWH | 2030 |  | 0.93 |  |  | 0.33864 | 0.014155 | 2.0694 |  |  |  |  | 0.07 |  | 0.3 | 7 | 2 | 1 | 0.1 |  | 2030
Natural gas boiler_NEW |  |  |  | MKr15 |  |  | INDCWH | 2050 |  | 0.94 |  |  | 0.33864 | 0.012665 | 2.0694 |  |  |  |  | 0.06 |  | 0.3 | 6 | 2 | 1 | 0.1 |  | 2050
Natural gas boiler_NEW |  | INDCDMTDH2N2 | Industrial heating technology Chemical MT - Gas boiler (Steam - condensing) - new 2 | MKr15 | INDNGA, INDBGA, INDSNG1, INDSNG2, INDLPG, INDSNE, INDH2 | ICDMT | INDCWH | 2011 | 2011 | 1.01 |  | 25 | 0.447 | 0.0149 | 2.2764 | 0.031536 | 0.5 | 1 |  | 0.19 |  | 0.3 | 9 | 3 | 1 | 0.1 |  | 2020
Natural gas boiler_NEW |  |  |  | MKr15 |  |  | INDCWH | 2030 |  | 1.03 |  |  | 0.3725 | 0.014155 | 2.0694 |  |  |  |  | 0.17 |  | 0.3 | 7 | 2 | 1 | 0.1 |  | 2030
Natural gas boiler_NEW |  |  |  | MKr15 |  |  | INDCWH | 2050 |  | 1.03 |  |  | 0.3725 | 0.012665 | 2.0694 |  |  |  |  | 0.17 |  | 0.3 | 6 | 2 | 1 | 0.1 |  | 2050
Natural gas boiler_NEW |  | INDCDRHDH2N2 | Industrial heating technology Chemical RH - Gas boiler (Steam - condensing) - new 2 | MKr15 | INDNGA, INDBGA, INDSNG1, INDSNG2, INDLPG, INDSNE, INDH2 | ICDRH | INDCWH | 2011 | 2011 | 1.01 |  | 25 | 0.447 | 0.0149 | 2.2764 | 0.031536 | 0.5 | 1 |  | 0 |  | 0.3 | 9 | 3 | 1 | 0.1 |  | 2020
Natural gas boiler_NEW |  |  |  | MKr15 |  |  | INDCWH | 2030 |  | 1.03 |  |  | 0.3725 | 0.014155 | 2.0694 |  |  |  |  | 0 |  | 0.3 | 7 | 2 | 1 | 0.1 |  | 2030
Natural gas boiler_NEW |  |  |  | MKr15 |  |  | INDCWH | 2050 |  | 1.03 |  |  | 0.3725 | 0.012665 | 2.0694 |  |  |  |  | 0 |  | 0.3 | 6 | 2 | 1 | 0.1 |  | 2050
Natural gas boiler_NEW |  | INDCDMTDH2N3 | Industrial heating technology Chemical MT - Gas boiler (Hot Water) - new 3 | MKr15 | INDNGA, INDBGA, INDSNG1, INDSNG2, INDLPG, INDSNE, INDH2 | ICDMT | INDCWH | 2011 | 2011 | 0.93 |  | 25 | 0.32509 | 0.0149 | 2.2764 | 0.031536 | 0.5 | 1 |  | 0.27 |  | 0.3 | 9 | 3 | 1 | 0.1 |  | 2020
Natural gas boiler_NEW |  |  |  | MKr15 |  |  | INDCWH | 2030 |  | 0.94 |  |  | 0.27091 | 0.014155 | 2.0694 |  |  |  |  | 0.26 |  | 0.3 | 7 | 2 | 1 | 0.1 |  | 2030
Natural gas boiler_NEW |  |  |  | MKr15 |  |  | INDCWH | 2050 |  | 0.95 |  |  | 0.27091 | 0.012665 | 2.0694 |  |  |  |  | 0.25 |  | 0.3 | 6 | 2 | 1 | 0.1 |  | 2050
Natural gas boiler_NEW |  | INDCDRHDH2N3 | Industrial heating technology Chemical RH - Gas boiler (Hot Water) - new 3 | MKr15 | INDNGA, INDBGA, INDSNG1, INDSNG2, INDLPG, INDSNE, INDH2 | ICDRH | INDCWH | 2011 | 2011 | 0.93 |  | 25 | 0.32509 | 0.0149 | 2.2764 | 0.031536 | 0.5 | 1 |  | 0.07 |  | 0.3 | 9 | 3 | 1 | 0.1 |  | 2020
Natural gas boiler_NEW |  |  |  | MKr15 |  |  | INDCWH | 2030 |  | 0.94 |  |  | 0.27091 | 0.014155 | 2.0694 |  |  |  |  | 0.06 |  | 0.3 | 7 | 2 | 1 | 0.1 |  | 2030
Natural gas boiler_NEW |  |  |  | MKr15 |  |  | INDCWH | 2050 |  | 0.95 |  |  | 0.27091 | 0.012665 | 2.0694 |  |  |  |  | 0.05 |  | 0.3 | 6 | 2 | 1 | 0.1 |  | 2050
Natural gas boiler_NEW |  | INDCDMTDH2N4 | Industrial heating technology Chemical MT - Gas boiler (Hot Water - condensing) - new 4 | MKr15 | INDNGA, INDBGA, INDSNG1, INDSNG2, INDLPG, INDSNE, INDH2 | ICDMT | INDCWH | 2011 | 2011 | 1.01 |  | 25 | 0.3576 | 0.0149 | 2.2764 | 0.031536 | 0.5 | 1 |  | 0.19 |  | 0.3 | 9 | 3 | 1 | 0.1 |  | 2020
Natural gas boiler_NEW |  |  |  | MKr15 |  |  | INDCWH | 2030 |  | 1.03 |  |  | 0.298 | 0.014155 | 2.0694 |  |  |  |  | 0.17 |  | 0.3 | 7 | 2 | 1 | 0.1 |  | 2030
Natural gas boiler_NEW |  |  |  | MKr15 |  |  | INDCWH | 2050 |  | 1.03 |  |  | 0.298 | 0.012665 | 2.0694 |  |  |  |  | 0.17 |  | 0.3 | 6 | 2 | 1 | 0.1 |  | 2050
Natural gas boiler_NEW |  | INDCDRHDH2N4 | Industrial heating technology Chemical RH - Gas boiler (Hot Water- condensing) - new 4 | MKr15 | INDNGA, INDBGA, INDSNG1, INDSNG2, INDLPG, INDSNE, INDH2 | ICDRH | INDCWH | 2011 | 2011 | 1.01 |  | 25 | 0.3576 | 0.0149 | 2.2764 | 0.031536 | 0.5 | 1 |  | 0 |  | 0.3 | 9 | 3 | 1 | 0.1 |  | 2020
Natural gas boiler_NEW |  |  |  | MKr15 |  |  | INDCWH | 2030 |  | 1.03 |  |  | 0.298 | 0.014155 | 2.0694 |  |  |  |  | 0 |  | 0.3 | 7 | 2 | 1 | 0.1 |  | 2030
Natural gas boiler_NEW |  |  |  | MKr15 |  |  | INDCWH | 2050 |  | 1.03 |  |  | 0.298 | 0.012665 | 2.0694 |  |  |  |  | 0 |  | 0.3 | 6 | 2 | 1 | 0.1 |  | 2050
Natural gas boiler_NEW |  | INDCDHTDH2N5 | Industrial heating technology Chemical HT - Gas boiler (Direct firing) - new 5 | MKr15 | INDNGA, INDBGA, INDSNG1, INDSNG2, INDLPG, INDSNE, INDH2 | ICDHT | INDCWH | 2011 | 2011 | 1 |  | 15 | 0.11175 | 0.0013545 | 0.58462 | 0.031536 | 0.5 | 1 |  | 0.3 |  | 0.3 | 9 | 3 | 1 | 0.1 |  | 2020
Natural gas boiler_NEW |  |  |  | MKr15 |  |  | INDCWH | 2030 |  | 1 |  |  | 0.11175 | 0.0013207 | 0.57427 |  |  |  |  | 0.3 |  | 0.3 | 7 | 2 | 1 | 0.1 |  | 2030
Natural gas boiler_NEW |  |  |  | MKr15 |  |  | INDCWH | 2050 |  | 1 |  |  | 0.11175 | 0.0011514 | 0.57944 |  |  |  |  | 0.3 |  | 0.3 | 6 | 2 | 1 | 0.1 |  | 2050
Natural gas boiler_NEW |  | INDCDMTDH2N5 | Industrial heating technology Chemical MT - Gas boiler (Direct firing) - new 5 | MKr15 | INDNGA, INDBGA, INDSNG1, INDSNG2, INDLPG, INDSNE, INDH2 | ICDMT | INDCWH | 2011 | 2011 | 1 |  | 25 | 0.11175 | 0.0013545 | 0.58462 | 0.031536 | 0.5 | 1 |  | 0.2 |  | 0.3 | 9 | 3 | 1 | 0.1 |  | 2020
Natural gas boiler_NEW |  |  |  | MKr15 |  |  | INDCWH | 2030 |  | 1 |  |  | 0.11175 | 0.0013207 | 0.57427 |  |  |  |  | 0.2 |  | 0.3 | 7 | 2 | 1 | 0.1 |  | 2030
Natural gas boiler_NEW |  |  |  | MKr15 |  |  | INDCWH | 2050 |  | 1 |  |  | 0.11175 | 0.0011514 | 0.57944 |  |  |  |  | 0.2 |  | 0.3 | 6 | 2 | 1 | 0.1 |  | 2050
Coal boiler |  | INDCDHTCOAN1 | Industrial heating technology Chemical HT - Coal boiler (Steam) - new 1 | MKr15 | INDCOA | ICDHT | INDCWH | 2011 | 2011 | 0.89 |  | 25 | 3.725 | 0.25106 | 3.9382 | 0.031536 | 0.5 | 1 |  | 0.41 |  | 8 | 35 | 1.5 | 0.8 | 2.1 |  | 2020
Coal boiler |  |  |  | MKr15 |  |  | INDCWH | 2030 |  | 0.89 |  |  | 3.4699 | 0.24287 | 3.9837 |  |  |  |  | 0.41 |  | 8 | 35 | 1.5 | 0.8 | 2.1 |  | 2030
Coal boiler |  |  |  | MKr15 |  |  | INDCWH | 2050 |  | 0.91 |  |  | 3.2814 | 0.22797 | 4.0064 |  |  |  |  | 0.39 |  | 8 | 35 | 1.5 | 0.8 | 2.1 |  | 2050
Coal boiler |  | INDCDMTCOAN1 | Industrial heating technology Chemical MT - Coal boiler (Steam) - new 1 | MKr15 | INDCOA | ICDMT | INDCWH | 2011 | 2011 | 0.89 |  | 25 | 3.725 | 0.25106 | 3.9382 | 0.031536 | 0.5 | 1 |  | 0.31 |  | 8 | 35 | 1.5 | 0.8 | 2.1 |  | 2020
Coal boiler |  |  |  | MKr15 |  |  | INDCWH | 2030 |  | 0.89 |  |  | 3.4699 | 0.24287 | 3.9837 |  |  |  |  | 0.31 |  | 8 | 35 | 1.5 | 0.8 | 2.1 |  | 2030
Coal boiler |  |  |  | MKr15 |  |  | INDCWH | 2050 |  | 0.91 |  |  | 3.2814 | 0.22797 | 4.0064 |  |  |  |  | 0.29 |  | 8 | 35 | 1.5 | 0.8 | 2.1 |  | 2050
Coal boiler |  | INDCDRHCOAN1 | Industrial heating technology Chemical RH - Coal boiler (Steam) - new 1 | MKr15 | INDCOA | ICDRH | INDCWH | 2011 | 2011 | 0.89 |  | 25 | 3.725 | 0.25106 | 3.9382 | 0.031536 | 0.5 | 1 |  | 0.11 |  | 8 | 35 | 1.5 | 0.8 | 2.1 |  | 2020
Coal boiler |  |  |  | MKr15 |  |  | INDCWH | 2030 |  | 0.89 |  |  | 3.4699 | 0.24287 | 3.9837 |  |  |  |  | 0.11 |  | 8 | 35 | 1.5 | 0.8 | 2.1 |  | 2030
Coal boiler |  |  |  | MKr15 |  |  | INDCWH | 2050 |  | 0.91 |  |  | 3.2814 | 0.22797 | 4.0064 |  |  |  |  | 0.09 |  | 8 | 35 | 1.5 | 0.8 | 2.1 |  | 2050
Coal boiler |  | INDCDMTCOAN2 | Industrial heating technology Chemical MT - Coal boiler (Hot Water) - new 2 | MKr15 | INDCOA | ICDMT | INDCWH | 2011 | 2011 | 0.89 |  | 25 | 3.725 | 0.25106 | 3.9382 | 0.031536 | 0.5 | 1 |  | 0.31 |  | 8 | 35 | 1.5 | 0.8 | 2.1 |  | 2020
Coal boiler |  |  |  | MKr15 |  |  | INDCWH | 2030 |  | 0.89 |  |  | 3.725 | 0.24287 | 3.9837 |  |  |  |  | 0.31 | [7 empty] | 2030
Coal boiler |  |  |  | MKr15 |  |  | INDCWH | 2050 |  | 0.91 |  |  | 3.725 | 0.22797 | 4.0064 |  |  |  |  | 0.29 | [7 empty] | 2050
Coal boiler |  | INDCDRHCOAN2 | Industrial heating technology Chemical RH - Coal boiler (Hot Water) - new 2 | MKr15 | INDCOA | ICDRH | INDCWH | 2011 | 2011 | 0.89 |  | 25 | 3.725 | 0.25106 | 3.9382 | 0.031536 | 0.5 | 1 |  | 0.11 |  | 8 | 35 | 1.5 | 0.8 | 2.1 |  | 2020
Coal boiler |  |  |  | MKr15 |  |  | INDCWH | 2030 |  | 0.89 |  |  | 3.725 | 0.24287 | 3.9837 |  |  |  |  | 0.11 | [7 empty] | 2030
Coal boiler |  |  |  | MKr15 |  |  | INDCWH | 2050 |  | 0.91 |  |  | 3.725 | 0.22797 | 4.0064 |  |  |  |  | 0.09 | [7 empty] | 2050
Solar heating |  | INDCDRHSOLN1 | Industrial heating technology Chemical RH - Solar - new 1 | MKr15 | INDSOL | ICDRH |  | 2011 | 2011 | 1 |  | 25 | 4.2857 | 0.02066 | 0 | 0.031536 | 0.09 | 1 |  |  |  | 0 | 0 | 0 | 0 | 0 |  | 2020
Solar heating |  |  |  | MKr15 |  |  |  | 2030 |  | 1 |  | 30 | 3.9286 | 0.023281 | 0 | [12 empty] | 2030
Solar heating |  |  |  | MKr15 |  |  |  | 2050 |  | 1 |  | 30 | 3.5714 | 0.021499 | 0 | [12 empty] | 2050
|  | * Heat Exchangers |  | MKr15
|  | INDCDRHHCEN1 | Industrial heating technology Chemical RH - central district heating - within DH area - new 1 | MKr15 | INDHCE | ICDRH |  | 2011 | 2011 | 0.96 |  | 30 | 1.17 | 0.058736 | 1.9463 | 0.031536 | 0.5
|  | INDCDRHHDEN1 | Industrial heating technology Chemical RH - decentral district heating - within DH area - new 1 | MKr15 | INDHDE | ICDRH |  | 2011 | 2011 | 0.96 |  | 30 | 1.25 | 0.058736 | 1.9463 | 0.031536 | 0.5
|  | * Electric appliances |  | MKr15
|  | INDCDLAELCN1 | Industry Chemical LA Electricity Light Appliance - New 1 | MKr15 | INDELC | ICDLA |  | 2011 | 2011 | 1 |  | 10 |  |  |  |  | 0.9
|  |  |  | MKr15 |  |  |  | 2020
|  |  |  | MKr15 |  |  |  | 2030
|  |  |  | MKr15 |  |  |  | 2050
|  | INDCDEMELCN1 | Industry Chemical EM Electricity Motors - New 1 | MKr15 | INDELC | ICDEM |  | 2011 | 2011 | 1 |  | 10 |  |  |  |  | 0.9
|  |  |  | MKr15 |  |  |  | 2020
|  |  |  | MKr15 |  |  |  | 2030
|  |  |  | MKr15 |  |  |  | 2050
|  | INDCDTFDSLN1 | Industry Chemical TF Tractors, Trucks, Fishing boats - New 1 | MKr15 | INDDSL, INDDSB1, INDDSB2, INDHFO, INDDSE | ICDTF |  | 2011 | 2011 | 1 |  | 10 |  |  |  |  | 0.9
|  |  |  | MKr15 |  |  |  | 2020
|  |  |  | MKr15 |  |  |  | 2030
|  |  |  | MKr15 |  |  |  | 2050
|  | INDCDFLDH2N1 | Industry Chemical TF Forklifts - New 1 | MKr15 | INDNGA, INDBGA, INDSNG1, INDSNG2, INDLPG, INDSNE, INDH2 | ICDFL |  | 2011 | 2011 | 1 |  | 10 |  |  |  |  | 0.9
|  |  |  | MKr15 |  |  |  | 2020
|  |  |  | MKr15 |  |  |  | 2030
|  |  |  | MKr15 |  |  |  | 2050
~FI_Process
| Sets | TechName | TechDesc | Tact | Tcap | Tslvl | PrimaryCG | Vintage
| *Process Set Membership | Technology Name | Technology Description | Activity Unit | Capacity Unit | TimeSlice level of Process Activity | Primary Commodity Group | Vintage Tracking
| DMD | INDCDMTELCN1 | Industrial heating technology Chemical MT - Heat pump utilizing waste heat - new 1 | PJ | MW | DAYNITE |  | yes
| DMD | INDCDRHELCN1 | Industrial heating technology Chemical RH - Heat pump utilizing waste heat - new 1 | PJ | MW | DAYNITE |  | yes
| * | * | Industrial heating technology Chemical MT - Heat pump utilizing waste heat - new 1 | PJ | MW | DAYNITE |  | yes
| DMD | INDCDRHELCN2 | Industrial heating technology Chemical RH - Heat driven heat pump utilizing waste heat - new 2 | PJ | MW | DAYNITE |  | yes
| DMD | INDCDMTELCN3 | Industrial heating technology Chemical MT - High Temp abs. Heat pump utilizing waste heat - new 3 | PJ | MW | DAYNITE |  | yes
| DMD | INDCDRHELCN3 | Industrial heating technology Chemical RH - High Temp abs. Heat pump utilizing waste heat - new 3 | PJ | MW | DAYNITE |  | yes
| DMD | INDCDMTELCN4 | Industrial heating technology Chemical MT - Booster Heat pump utilizing waste heat - new 4 | PJ | MW | DAYNITE |  | yes
| DMD | INDCDRHELCN4 | Industrial heating technology Chemical RH - Booster Heat pump utilizing waste heat - new 4 | PJ | MW | DAYNITE |  | yes
| DMD | INDCDMTELCN5 | Industrial heating technology Chemical MT - MVR utilizing waste heat - new 5 | PJ | MW |  |  | yes
| * | * | Industrial heating technology Chemical MT - Heat pump utilizing waste heat - new 1 | PJ | MW | DAYNITE |  | yes
| * | * | Industrial heating technology Chemical MT - Heat pump utilizing waste heat - new 1 | PJ | MW | DAYNITE |  | yes
| * | * | Industrial heating technology Chemical MT - Heat pump utilizing waste heat - new 1 | PJ | MW | DAYNITE |  | yes
| DMD | INDCDHTELCN8 | Industrial heating technology Chemical HT - Electric boiler (Steam) - new 8 | PJ | MW | DAYNITE |  | yes
| DMD | INDCDMTELCN8 | Industrial heating technology Chemical MT - Electric boiler (Steam) - new 8 | PJ | MW | DAYNITE |  | yes
| DMD | INDCDRHELCN8 | Industrial heating technology Chemical RH - Electric boiler (Steam) - new 8 | PJ | MW | DAYNITE |  | yes
| DMD | INDCDMTELCN9 | Industrial heating technology Chemical MT - Electric boiler (Hot Water) - new 9 | PJ | MW | DAYNITE |  | yes
| DMD | INDCDRHELCN9 | Industrial heating technology Chemical RH - Electric boiler (Hot Water) - new 9 | PJ | MW | DAYNITE |  | yes
| DMD | INDCDHTWCHN1 | Industrial heating technology Chemical HT - Wood chip boiler (Steam) - new 1 | PJ | MW |  |  | yes
| DMD | INDCDMTWCHN1 | Industrial heating technology Chemical MT - Wood chip boiler (Steam) - new 1 | PJ | MW |  |  | yes
| DMD | INDCDRHWCHN1 | Industrial heating technology Chemical RH - Wood chip boiler (Steam) - new 1 | PJ | MW |  |  | yes
| DMD | INDCDMTWCHN2 | Industrial heating technology Chemical MT - Wood chip boiler (Steam - condensing) - new 2 | PJ | MW |  |  | yes
| DMD | INDCDRHWCHN2 | Industrial heating technology Chemical RH - Wood chip boiler (Steam - condensing) - new 2 | PJ | MW |  |  | yes
| DMD | INDCDMTWCHN3 | Industrial heating technology Chemical MT - Wood chip boiler (Hot Water) - new 3 | PJ | MW |  |  | yes
| DMD | INDCDRHWCHN3 | Industrial heating technology Chemical RH - Wood chip boiler (Hot Water) - new 3 | PJ | MW |  |  | yes
| DMD | INDCDMTWCHN4 | Industrial heating technology Chemical MT - Wood chip boiler (Hot Water - condensing) - new 4 | PJ | MW |  |  | yes
| DMD | INDCDRHWCHN4 | Industrial heating technology Chemical RH - Wood chip boiler (Hot Water- condensing) - new 4 | PJ | MW |  |  | yes
| * | * | Industrial heating technology Chemical MT - Heat pump utilizing waste heat - new 1 | PJ | MW | DAYNITE |  | yes
| * | * | Industrial heating technology Chemical MT - Heat pump utilizing waste heat - new 1 | PJ | MW | DAYNITE |  | yes
| DMD | INDCDHTDSEN1 | Industrial heating technology Chemical HT - Oil boiler (Steam) - new 1 | PJ | MW |  |  | yes
| DMD | INDCDMTDSEN1 | Industrial heating technology Chemical MT - Oil boiler (Steam) - new 1 | PJ | MW |  |  | yes
| DMD | INDCDRHDSEN1 | Industrial heating technology Chemical RH - Oil boiler (Steam) - new 1 | PJ | MW |  |  | yes
| DMD | INDCDMTDSEN2 | Industrial heating technology Chemical MT - Oil boiler (Steam - condensing) - new 2 | PJ | MW |  |  | yes
| DMD | INDCDRHDSEN2 | Industrial heating technology Chemical RH - Oil boiler (Steam - condensing) - new 2 | PJ | MW |  |  | yes
| DMD | INDCDHTDH2N1 | Industrial heating technology Chemical HT - Gas boiler (Steam) - new 1 | PJ | MW |  |  | yes
| DMD | INDCDMTDH2N1 | Industrial heating technology Chemical MT - Gas boiler (Steam) - new 1 | PJ | MW |  |  | yes
| DMD | INDCDRHDH2N1 | Industrial heating technology Chemical RH - Gas boiler (Steam) - new 1 | PJ | MW |  |  | yes
| DMD | INDCDMTDH2N2 | Industrial heating technology Chemical MT - Gas boiler (Steam - condensing) - new 2 | PJ | MW |  |  | yes
| DMD | INDCDRHDH2N2 | Industrial heating technology Chemical RH - Gas boiler (Steam - condensing) - new 2 | PJ | MW |  |  | yes
| DMD | INDCDMTDH2N3 | Industrial heating technology Chemical MT - Gas boiler (Hot Water) - new 3 | PJ | MW |  |  | yes
| DMD | INDCDRHDH2N3 | Industrial heating technology Chemical RH - Gas boiler (Hot Water) - new 3 | PJ | MW |  |  | yes
| DMD | INDCDMTDH2N4 | Industrial heating technology Chemical MT - Gas boiler (Hot Water - condensing) - new 4 | PJ | MW |  |  | yes
| DMD | INDCDRHDH2N4 | Industrial heating technology Chemical RH - Gas boiler (Hot Water- condensing) - new 4 | PJ | MW |  |  | yes
| DMD | INDCDHTDH2N5 | Industrial heating technology Chemical HT - Gas boiler (Direct firing) - new 5 | PJ | MW |  |  | yes
| DMD | INDCDMTDH2N5 | Industrial heating technology Chemical MT - Gas boiler (Direct firing) - new 5 | PJ | MW |  |  | yes
| DMD | INDCDHTCOAN1 | Industrial heating technology Chemical HT - Coal boiler (Steam) - new 1 | PJ | MW |  |  | yes
| DMD | INDCDMTCOAN1 | Industrial heating technology Chemical MT - Coal boiler (Steam) - new 1 | PJ | MW |  |  | yes
| DMD | INDCDRHCOAN1 | Industrial heating technology Chemical RH - Coal boiler (Steam) - new 1 | PJ | MW |  |  | yes
| DMD | INDCDMTCOAN2 | Industrial heating technology Chemical MT - Coal boiler (Hot Water) - new 2 | PJ | MW |  |  | yes
| DMD | INDCDRHCOAN2 | Industrial heating technology Chemical RH - Coal boiler (Hot Water) - new 2 | PJ | MW |  |  | yes
| DMD | INDCDRHSOLN1 | Industrial heating technology Chemical RH - Solar - new 1 | PJ | MW | DAYNITE |  | yes
| DMD | INDCDRHHCEN1 | Industrial heating technology Chemical RH - central district heating - within DH area - new 1 | PJ | MW | DAYNITE |  | yes
| DMD | INDCDRHHDEN1 | Industrial heating technology Chemical RH - decentral district heating - within DH area - new 1 | PJ | MW | DAYNITE |  | yes
| DMD | INDCDLAELCN1 | Industry Chemical LA Electricity Light Appliance - New 1 | PJ | MW | DAYNITE |  | yes
| DMD | INDCDEMELCN1 | Industry Chemical EM Electricity Motors - New 1 | PJ | MW | DAYNITE |  | yes
| DMD | INDCDTFDSLN1 | Industry Chemical TF Tractors, Trucks, Fishing boats - New 1 | PJ | MW |  |  | yes
| DMD | INDCDFLDH2N1 | Industry Chemical TF Forklifts - New 1 | PJ | MW |  |  | yes
~FI_Comm
CSet | Region | CommName | CommDesc | Unit | LimType | CTSLvl | PeakTS | Ctype
*Commodity Set Membership | Region Name | Commodity Name | Commodity Description | Unit | Sense of the Balance EQN. | Timeslice Level | Peak Monitoring | Electricity Indicator
ENV |  | ICDSOx | Industrial heating heating technology Chemical - SOx emission | g/GJ
|  | ICDNOx | Industrial heating heating technology Chemical - NOx emission | g/GJ
|  | ICDCH4 | Industrial heating heating technology Chemical - CH4 emission | g/GJ
|  | ICDNO2 | Industrial heating heating technology Chemical - NO2 emission | g/GJ
|  | ICDPM | Industrial heating heating technology Chemical - Particle emission | g/GJ
NRG |  | INDCWH | Industrial heating technology Chemical - Waste heat | PJ |  | DAYNITE
Note on E1: Andreas Helk ¦ Viegand Maagøe: Input for each sheet - Choose between the categories from the ENS catalogue. Used for looking up potentials
Note on S1: Andreas Helk ¦ Viegand Maagøe: Column number for looking up the right FLO_MARK (direct or indirect technologies)
Note on U1: Andreas Helk ¦ Viegand Maagøe: Base input for calculating waste heat in industry. Factor that estimates how much waste heat is generated within HT, MT and RH due to the processes involved and not the technology i.e. drying processes, evaporation, distilling etc. Should be sector-specific depending on the processes within each sector.
Note on E2: Andreas Helk ¦ Viegand Maagøe: Write a sector name for TechDesc and Comm-OUT
Note on G6: Andreas Helk ¦ Viegand Maagøe: Heat pumps are set to use both electricity and waste heat within industries.
Note on I6: Andreas Helk ¦ Viegand Maagøe: Boilers are also set to give out waste heat
Note on M6: Andreas Helk ¦ Viegand Maagøe: For heat pumps the COP value is loaded here for calculating the input shares. (* means that TIMES does not read the column)
Note on S6: Andreas Helk ¦ Viegand Maagøe: Consider looking into updating these
Note on X6: Maurizio Gargiulo: It is not possible to use the parameter like in here because we have more than one COMM-OUT. If you try to join the two tables you will get an error. We should move these information in a scenario file
Note on M9: Andreas Helk ¦ Viegand Maagøe: Heat pump COP is written in this column since they are not using air as heat source, but using the waste heat within the industry.
Note on T33: Andreas Helk ¦ Viegand Maagøe: Assumed that the traditional heat pumps are prioritized first, so the Abs. heat pump potential is what is left.
Note on T45: Andreas Helk ¦ Viegand Maagøe: Assumed that the traditional heat pumps are prioritized first, so the Booster heat pump potential is what is left.
Note on T183: Andreas Helk ¦ Viegand Maagøe: Not a part of the technology catalogue - manual input
Note on O187: Stefan Petrovic: =L6*0.95 was previously

## IND_G&C_new
|  | Sector name: | 3.Cement and non-metallic mineral (+Extraction of gravel and stone) | [13 empty] | Direct | Indirect | WH Base input: | HT | 0.3
|  |  | Glass & Concrete | [13 empty] | 9 | 10 |  | MT | 0.2
[20 empty] | RH | 0
~FI_T
Sheet names (for lookups) |  | TechName | *TechDesc | CURR | Comm-IN | Comm-OUT | Comm-OUT-A | YEAR | START | EFF | *COP | LIFE | INVCOST | FIXOM | VAROM | CAP2ACT | AFA | FLO_MARK | Share-I~UP | VDA_FLOP |  | FEMIS~IGDSOx | FEMIS~IGDNOx | FEMIS~IGDCH4 | FEMIS~IGDNO2 | FEMIS~IGDPM | * Source | Lookup year | Input~ELCC | EFF heat pumps moved to Trans file
*PlantName
|  | * | [10 empty] | Mkr/MW | Mkr/MW/year | Mkr/PJ | Factor | Factor |  |  |  |  | g/GJ | g/GJ | g/GJ | g/GJ | g/GJ
Trad. Heat pump 80C |  | INDGDMTELCN1 | Industrial heating technology Glass & Concrete MT - Heat pump utilizing waste heat - new 1 | MKr15 | INDELC | IGDMT |  | 2020 | 2020 | 1 | 4.4755 | 20 | 5.4385 | 0.0149 | 6.7464 | 0.031536 | 0.5 | 0.15 | 0.22567 |  |  | 0 | 0 | 0 | 0 | 0 |  | 2020
Trad. Heat pump 80C |  |  |  | MKr15 | INDGWH | [13 empty] | 0.77433
Trad. Heat pump 80C |  |  |  | MKr15 | INDELC | IGDMT |  | 2030 |  | 1 | 4.5793 |  | 4.8425 | 0.0149 | 6.6222 |  |  |  | 0.22056 |  |  | 0 | 0 | 0 | 0 | 0 |  | 2030
Trad. Heat pump 80C |  |  |  | MKr15 | INDGWH | [13 empty] | 0.77944 | [11 empty] | Sector | Glass & Concrete
Trad. Heat pump 80C |  |  |  | MKr15 | INDELC | IGDMT |  | 2050 |  | 1 | 4.7191 |  | 4.321 | 0.0149 | 6.4567 |  |  |  | 0.21402 |  |  | 0 | 0 | 0 | 0 | 0 |  | 2050 |  |  | IGDHT | Glass & Concrete industry Demand Heat High Temp. over 150C | IGDMT | Glass & Concrete industry Demand Heat Medium Temp. up to 150C
Trad. Heat pump 80C |  |  |  | MKr15 | INDGWH | [13 empty] | 0.78598 | [11 empty] | IGDMT | Glass & Concrete industry Demand Heat Medium Temp. up to 150C | IGDHT | Glass & Concrete industry Demand Heat High Temp. over 150C
Trad. Heat pump 80C |  | INDGDRHELCN1 | Industrial heating technology Glass & Concrete RH - Heat pump utilizing waste heat - new 1 | MKr15 | INDELC | IGDRH |  | 2020 | 2020 | 1 | 4.4755 | 20 | 5.4385 | 0.0149 | 6.7464 | 0.031536 | 0.5 | 1 | 0.22567 |  |  | 0 | 0 | 0 | 0 | 0 |  | 2020 |  |  | IGDRH | Glass & Concrete industry Demand Heat Room Heat | IGDRH | Glass & Concrete industry Demand Heat Room Heat
Trad. Heat pump 80C |  |  |  | MKr15 | INDGWH | [13 empty] | 0.77433 | [11 empty] | IGDLA | Glass & Concrete industry Demand Light | IGDLA | Glass & Concrete industry Demand Light
Trad. Heat pump 80C |  |  |  | MKr15 | INDELC | IGDRH |  | 2030 |  | 1 | 4.5793 |  | 4.8425 | 0.0149 | 6.6222 |  |  |  | 0.22056 |  |  | 0 | 0 | 0 | 0 | 0 |  | 2030 |  |  | IGDEM | Glass & Concrete industry Demand Electric Motors | IGDEM | Glass & Concrete industry Demand Electric Motors
Trad. Heat pump 80C |  |  |  | MKr15 | INDGWH | [13 empty] | 0.77944 | [11 empty] | IGDTF | Glass & Concrete industry Demand Haulage Tractors, Trucks, Fishing boats, Forest machines | IGDTF | Glass & Concrete industry Demand Haulage Tractors, Trucks, Fishing boats, Forest machines
Trad. Heat pump 80C |  |  |  | MKr15 | INDELC | IGDRH |  | 2050 |  | 1 | 4.7191 |  | 4.321 | 0.0149 | 6.4567 |  |  |  | 0.21402 |  |  | 0 | 0 | 0 | 0 | 0 |  | 2050 |  |  | IGDFL | Glass & Concrete industry Demand Haulage Forklifts | IGDFL | Glass & Concrete industry Demand Haulage Forklifts
Trad. Heat pump 80C |  |  |  | MKr15 | INDGWH | [13 empty] | 0.78598 | [11 empty] | INDGWH | Glass & Concrete Industrial Waste Heat
Heat driven Heat pump 80C |  | * | Industrial heating technology Glass & Concrete MT - Heat driven heat pump utilizing waste heat - new 2 | MKr15 | INDELC | IGDMT |  | 2020 | 2020 | 1 | 1.68 | 20 | 4.172 | 0.0149 | 2.0901 | 0.031536 | 0.5 | 0 | 0.60119 |  |  | 0 | 0 | 0 | 0 | 0 |  | 2020
Heat driven Heat pump 80C |  | * |  | MKr15 | INDGWH | [13 empty] | 0.39881 | [11 empty] | 1
Heat driven Heat pump 80C |  | * |  | MKr15 | INDELC | IGDMT |  | 2030 |  | 1 | 1.69 |  | 3.7995 | 0.0149 | 2.0694 |  |  |  | 0.59763 |  |  | 0 | 0 | 0 | 0 | 0 |  | 2030 |  |  | 2
Heat driven Heat pump 80C |  | * |  | MKr15 | INDGWH | [13 empty] | 0.40237 | [11 empty] | 3
Heat driven Heat pump 80C |  | * |  | MKr15 | INDELC | IGDMT |  | 2050 |  | 1 | 1.71 |  | 3.427 | 0.0149 | 2.0488 |  |  |  | 0.59064 |  |  | 0 | 0 | 0 | 0 | 0 |  | 2050 |  |  | 4
Heat driven Heat pump 80C |  | * |  | MKr15 | INDGWH | [13 empty] | 0.40936 | [11 empty] | 5 | 1.Food, beverages and tobacco
Heat driven Heat pump 80C |  | INDGDRHELCN2 | Industrial heating technology Glass & Concrete RH - Heat driven heat pump utilizing waste heat - new 2 | MKr15 | INDELC | IGDRH |  | 2020 | 2020 | 1 | 1.68 | 20 | 4.172 | 0.0149 | 2.0901 | 0.031536 | 0.5 | 1 | 0.60119 |  |  | 0 | 0 | 0 | 0 | 0 |  | 2020 |  |  | 6
Heat driven Heat pump 80C |  |  |  | MKr15 | INDGWH | [13 empty] | 0.39881 | [11 empty] | 7 | 2.Commodity production
Heat driven Heat pump 80C |  |  |  | MKr15 | INDELC | IGDRH |  | 2030 |  | 1 | 1.69 |  | 3.7995 | 0.0149 | 2.0694 |  |  |  | 0.59763 |  |  | 0 | 0 | 0 | 0 | 0 |  | 2030 |  |  | 8
Heat driven Heat pump 80C |  |  |  | MKr15 | INDGWH | [13 empty] | 0.40237 | [11 empty] | 9 | 3.Cement and non-metallic mineral (+Extraction of gravel and stone)
Heat driven Heat pump 80C |  |  |  | MKr15 | INDELC | IGDRH |  | 2050 |  | 1 | 1.71 |  | 3.427 | 0.0149 | 2.0488 |  |  |  | 0.59064 |  |  | 0 | 0 | 0 | 0 | 0 |  | 2050 |  |  | 10
Heat driven Heat pump 80C |  |  |  | MKr15 | INDGWH | [13 empty] | 0.40936 | [11 empty] | 11 | 4.Chemical industry
High Temp abs. Heat pump 150C |  | INDGDMTELCN3 | Industrial heating technology Glass & Concrete MT - High Temp abs. Heat pump utilizing waste heat - new 3 | MKr15 | INDELC | IGDMT |  | 2020 | 2020 | 1 | 2.75 | 20 | 7.1395 | 0.0072265 | 6.7464 | 0.031536 | 0.5 | 0.16 | 0.36727 |  |  | 0 | 0 | 0 | 0 | 0 |  | 2020 |  |  | 12
High Temp abs. Heat pump 150C |  |  |  | MKr15 | INDGWH | [13 empty] | 0.63273 | [11 empty] | 13 | 5.Metals, machinery and electronics
High Temp abs. Heat pump 150C |  |  |  | MKr15 | INDELC | IGDMT |  | 2030 |  | 1 | 2.875 |  | 6.3823 | 0.0064815 | 6.6222 |  |  |  | 0.3513 |  |  | 0 | 0 | 0 | 0 | 0 |  | 2030 |  |  | 14
High Temp abs. Heat pump 150C |  |  |  | MKr15 | INDGWH | [13 empty] | 0.6487
High Temp abs. Heat pump 150C |  |  |  | MKr15 | INDELC | IGDMT |  | 2050 |  | 1 | 3.025 |  | 5.7365 | 0.005364 | 6.4567 |  |  |  | 0.33388 |  |  | 0 | 0 | 0 | 0 | 0 |  | 2050
High Temp abs. Heat pump 150C |  |  |  | MKr15 | INDGWH | [13 empty] | 0.66612
High Temp abs. Heat pump 150C |  | INDGDRHELCN3 | Industrial heating technology Glass & Concrete RH - High Temp abs. Heat pump utilizing waste heat - new 3 | MKr15 | INDELC | IGDRH |  | 2020 | 2020 | 1 | 2.75 | 20 | 7.1395 | 0.0072265 | 6.7464 | 0.031536 | 0.5 | 1 | 0.36727 |  |  | 0 | 0 | 0 | 0 | 0 |  | 2020
High Temp abs. Heat pump 150C |  |  |  | MKr15 | INDGWH | [13 empty] | 0.63273
High Temp abs. Heat pump 150C |  |  |  | MKr15 | INDELC | IGDRH |  | 2030 |  | 1 | 2.875 |  | 6.3823 | 0.0064815 | 6.6222 |  |  |  | 0.3513 |  |  | 0 | 0 | 0 | 0 | 0 |  | 2030
High Temp abs. Heat pump 150C |  |  |  | MKr15 | INDGWH | [13 empty] | 0.6487
High Temp abs. Heat pump 150C |  |  |  | MKr15 | INDELC | IGDRH |  | 2050 |  | 1 | 3.025 |  | 5.7365 | 0.005364 | 6.4567 |  |  |  | 0.33388 |  |  | 0 | 0 | 0 | 0 | 0 |  | 2050
High Temp abs. Heat pump 150C |  |  |  | MKr15 | INDGWH | [13 empty] | 0.66612
Booster Heat pump 150C |  | INDGDMTELCN4 | Industrial heating technology Glass & Concrete MT - Booster Heat pump utilizing waste heat - new 4 | MKr15 | INDELC | IGDMT |  | 2020 | 2020 | 1 | 1.93 | 20 | 12.1589 | 0.0149 | 7.1189 | 0.031536 | 0.5 | 0.23 | 0.52332 |  |  | 0 | 0 | 0 | 0 | 0 |  | 2020
Booster Heat pump 150C |  |  |  | MKr15 | INDGWH | [13 empty] | 0.47668
Booster Heat pump 150C |  |  |  | MKr15 | INDELC | IGDMT |  | 2030 |  | 1 | 1.9894 |  | 9.8571 | 0.0149 | 6.974 |  |  |  | 0.50769 |  |  | 0 | 0 | 0 | 0 | 0 |  | 2030
Booster Heat pump 150C |  |  |  | MKr15 | INDGWH | [13 empty] | 0.49231
Booster Heat pump 150C |  |  |  | MKr15 | INDELC | IGDMT |  | 2050 |  | 1 | 2.051 |  | 6.9559 | 0.0149 | 6.7878 |  |  |  | 0.49245 |  |  | 0 | 0 | 0 | 0 | 0 |  | 2050
Booster Heat pump 150C |  |  |  | MKr15 | INDGWH | [13 empty] | 0.50755
Booster Heat pump 150C |  | INDGDRHELCN4 | Industrial heating technology Glass & Concrete RH - Booster Heat pump utilizing waste heat - new 4 | MKr15 | INDELC | IGDRH |  | 2020 | 2020 | 1 | 1.93 | 20 | 12.1589 | 0.0149 | 7.1189 | 0.031536 | 0.5 | 1 | 0.52332 |  |  | 0 | 0 | 0 | 0 | 0 |  | 2020
Booster Heat pump 150C |  |  |  | MKr15 | INDGWH | [13 empty] | 0.47668
Booster Heat pump 150C |  |  |  | MKr15 | INDELC | IGDRH |  | 2030 |  | 1 | 1.9894 |  | 9.8571 | 0.0149 | 6.974 |  |  |  | 0.50769 |  |  | 0 | 0 | 0 | 0 | 0 |  | 2030
Booster Heat pump 150C |  |  |  | MKr15 | INDGWH | [13 empty] | 0.49231
Booster Heat pump 150C |  |  |  | MKr15 | INDELC | IGDRH |  | 2050 |  | 1 | 2.051 |  | 6.9559 | 0.0149 | 6.7878 |  |  |  | 0.49245 |  |  | 0 | 0 | 0 | 0 | 0 |  | 2050
Booster Heat pump 150C |  |  |  | MKr15 | INDGWH | [13 empty] | 0.50755
MVR |  | INDGDMTELCN5 | Industrial heating technology Glass & Concrete MT - MVR utilizing waste heat - new 5 | MKr15 | INDELC | IGDMT |  | 2020 | 2020 | 1 | 12.1 | 25 | 2.6075 | 0.0149 | 5.2357 | 0.031536 | 0.5 | 0.37 | 0.083471 |  |  | 0 | 0 | 0 | 0 | 0 |  | 2020
MVR |  |  |  | MKr15 | INDGWH | [13 empty] | 0.91653
MVR |  |  |  | MKr15 | INDELC | IGDMT |  | 2030 |  | 1 | 12.7 |  | 2.4585 | 0.0149 | 5.0701 |  |  |  | 0.079528 |  |  | 0 | 0 | 0 | 0 | 0 |  | 2030
MVR |  |  |  | MKr15 | INDGWH | [13 empty] | 0.92047
MVR |  |  |  | MKr15 | INDELC | IGDMT |  | 2050 |  | 1 | 13.8 |  | 2.3095 | 0.0149 | 4.8839 |  |  |  | 0.073188 |  |  | 0 | 0 | 0 | 0 | 0 |  | 2050
MVR |  |  |  | MKr15 | INDGWH | [13 empty] | 0.92681
Hotdisc |  | * | Industrial heating technology Glass & Concrete HT - Hotdisc - new 1 | MKr15 | INDWST | IGDHT | INDGWH | 2011 | 2011 | 0.9 |  | 20 | 3.725 | 0.00298 | 2.4316 | 0.031536 | 0.5 | 0 |  | 0.4 |  | 8.3 | 56 | 0.1 | 1 | 0.29 |  | 2020
Hotdisc |  | * |  | MKr15 |  |  | INDGWH | 2030 |  | 0.91 |  |  | 3.4643 | 0.00298 | 2.473 |  |  |  |  | 0.39 |  | 8.3 | 45 | 0.1 | 1 | 0.29 |  | 2030
Hotdisc |  | * |  | MKr15 |  |  | INDGWH | 2050 |  | 0.93 |  |  | 3.3525 | 0.00298 | 2.4937 |  |  |  |  | 0.37 |  | 8.3 | 11 | 0.1 | 1 | 0.29 |  | 2050
Dielectric heating |  | * | Industrial heating technology Glass & Concrete MT - Dielectric heating - new 6 | MKr15 | INDELC | IGDMT | INDGWH | 2011 | 2011 | 0.95 |  | 30 | 20.115 | 0 | 94.8282 | 0.031536 | 0.5 | 0 |  | 0.25 |  | 0 | 0 | 0 | 0 | 0 |  | 2020
Dielectric heating |  | * |  | MKr15 |  |  | INDGWH | 2030 |  | 0.95 |  |  | 19.5116 | 0 | 94.8323 |  |  |  |  | 0.25 |  | 0 | 0 | 0 | 0 | 0 |  | 2030
Dielectric heating |  | * |  | MKr15 |  |  | INDGWH | 2050 |  | 0.95 |  |  | 18.1035 | 0 | 94.8344 |  |  |  |  | 0.25 |  | 0 | 0 | 0 | 0 | 0 |  | 2050
Infrared |  | * | Industrial heating technology Glass & Concrete MT - Infrared heating - new 7 | MKr15 | INDELC | IGDMT | INDGWH | 2011 | 2011 | 0.96 |  | 30 | 2.6075 | 0 | 242.2761 | 0.031536 | 0.5 | 0 |  | 0.24 |  | 0 | 0 | 0 | 0 | 0 |  | 2020
Infrared |  | * |  | MKr15 |  |  | INDGWH | 2030 |  | 0.96 |  |  | 2.533 | 0 | 242.2802 |  |  |  |  | 0.24 |  | 0 | 0 | 0 | 0 | 0 |  | 2030
Infrared |  | * |  | MKr15 |  |  | INDGWH | 2050 |  | 0.96 |  |  | 2.3468 | 0 | 242.2823 |  |  |  |  | 0.24 |  | 0 | 0 | 0 | 0 | 0 |  | 2050
Electric boiler |  | INDGDHTELCN8 | Industrial heating technology Glass & Concrete HT - Electric boiler (Steam) - new 8 | MKr15 | INDELC | IGDHT | INDGWH | 2011 | 2011 | 0.99 |  | 25 | 0.596 | 0.0079715 | 1.7901 | 0.031536 | 0.5 | 1 |  | 0.31 |  | 0 | 0 | 0 | 0 | 0 |  | 2020
Electric boiler |  |  |  | MKr15 |  |  | INDGWH | 2030 |  | 0.99 |  |  | 0.5215 | 0.007599 | 1.8108 |  |  |  |  | 0.31 |  | 0 | 0 | 0 | 0 | 0 |  | 2030
Electric boiler |  |  |  | MKr15 |  |  | INDGWH | 2050 |  | 0.99 |  |  | 0.5215 | 0.006854 | 1.6142 |  |  |  |  | 0.31 |  | 0 | 0 | 0 | 0 | 0 |  | 2050
Electric boiler |  | INDGDMTELCN8 | Industrial heating technology Glass & Concrete MT - Electric boiler (Steam) - new 8 | MKr15 | INDELC | IGDMT | INDGWH | 2011 | 2011 | 0.99 |  | 25 | 0.596 | 0.0079715 | 1.7901 | 0.031536 | 0.5 | 1 |  | 0.21 |  | 0 | 0 | 0 | 0 | 0 |  | 2020
Electric boiler |  |  |  | MKr15 |  |  | INDGWH | 2030 |  | 0.99 |  |  | 0.5215 | 0.007599 | 1.8108 |  |  |  |  | 0.21 |  | 0 | 0 | 0 | 0 | 0 |  | 2030
Electric boiler |  |  |  | MKr15 |  |  | INDGWH | 2050 |  | 0.99 |  |  | 0.5215 | 0.006854 | 1.6142 |  |  |  |  | 0.21 |  | 0 | 0 | 0 | 0 | 0 |  | 2050
Electric boiler |  | INDGDRHELCN8 | Industrial heating technology Glass & Concrete RH - Electric boiler (Steam) - new 8 | MKr15 | INDELC | IGDRH | INDGWH | 2011 | 2011 | 0.99 |  | 25 | 0.596 | 0.0079715 | 1.7901 | 0.031536 | 0.5 | 1 |  | 0.01 |  | 0 | 0 | 0 | 0 | 0 |  | 2020
Electric boiler |  |  |  | MKr15 |  |  | INDGWH | 2030 |  | 0.99 |  |  | 0.5215 | 0.007599 | 1.8108 |  |  |  |  | 0.01 |  | 0 | 0 | 0 | 0 | 0 |  | 2030
Electric boiler |  |  |  | MKr15 |  |  | INDGWH | 2050 |  | 0.99 |  |  | 0.5215 | 0.006854 | 1.6142 |  |  |  |  | 0.01 |  | 0 | 0 | 0 | 0 | 0 |  | 2050
Electric boiler |  | INDGDMTELCN9 | Industrial heating technology Glass & Concrete MT - Electric boiler (Hot Water) - new 9 | MKr15 | INDELC | IGDMT | INDGWH | 2011 | 2011 | 0.99 |  | 25 | 0.5215 | 0.0079715 | 1.7901 | 0.031536 | 0.5 | 1 |  | 0.21 |  | 0 | 0 | 0 | 0 | 0 |  | 2020
Electric boiler |  |  |  | MKr15 |  |  | INDGWH | 2030 |  | 0.99 |  |  | 0.447 | 0.007599 | 1.8108 |  |  |  |  | 0.21 |  | 0 | 0 | 0 | 0 | 0 |  | 2030
Electric boiler |  |  |  | MKr15 |  |  | INDGWH | 2050 |  | 0.99 |  |  | 0.447 | 0.006854 | 1.6142 |  |  |  |  | 0.21 |  | 0 | 0 | 0 | 0 | 0 |  | 2050
Electric boiler |  | INDGDRHELCN9 | Industrial heating technology Glass & Concrete RH - Electric boiler (Hot Water) - new 9 | MKr15 | INDELC | IGDRH | INDGWH | 2011 | 2011 | 0.99 |  | 25 | 0.5215 | 0.0079715 | 1.7901 | 0.031536 | 0.5 | 1 |  | 0.01 |  | 0 | 0 | 0 | 0 | 0 |  | 2020
Electric boiler |  |  |  | MKr15 |  |  | INDGWH | 2030 |  | 0.99 |  |  | 0.447 | 0.007599 | 1.8108 |  |  |  |  | 0.01 |  | 0 | 0 | 0 | 0 | 0 |  | 2030
Electric boiler |  |  |  | MKr15 |  |  | INDGWH | 2050 |  | 0.99 |  |  | 0.447 | 0.006854 | 1.6142 |  |  |  |  | 0.01 |  | 0 | 0 | 0 | 0 | 0 |  | 2050
Biomass boiler |  | INDGDHTWCHN1 | Industrial heating technology Glass & Concrete HT - Wood chip boiler (Steam) - new 1 | MKr15 | INDWCH | IGDHT | INDGWH | 2011 | 2011 | 0.89 |  | 25 | 4.6055 | 0.25106 | 5.751 | 0.031536 | 0.5 | 1 |  | 0.41 |  | 11 | 63 | 11 | 3 | 10 |  | 2020
Biomass boiler |  |  |  | MKr15 |  |  | INDGWH | 2030 |  | 0.89 |  |  | 4.4023 | 0.26745 | 5.8462 |  |  |  |  | 0.41 |  | 11 | 49 | 8 | 3 | 10 |  | 2030
Biomass boiler |  |  |  | MKr15 |  |  | INDGWH | 2050 |  | 0.9 |  |  | 3.9959 | 0.25106 | 5.8938 |  |  |  |  | 0.4 |  | 11 | 41 | 4 | 1 | 10 |  | 2050
Biomass boiler |  | INDGDMTWCHN1 | Industrial heating technology Glass & Concrete MT - Wood chip boiler (Steam) - new 1 | MKr15 | INDWCH | IGDMT | INDGWH | 2011 | 2011 | 0.89 |  | 25 | 4.6055 | 0.25106 | 5.751 | 0.031536 | 0.5 | 0.97 |  | 0.31 |  | 11 | 63 | 11 | 3 | 10 |  | 2020
Biomass boiler |  |  |  | MKr15 |  |  | INDGWH | 2030 |  | 0.89 |  |  | 4.4023 | 0.26745 | 5.8462 |  |  |  |  | 0.31 |  | 11 | 49 | 8 | 3 | 10 |  | 2030
Biomass boiler |  |  |  | MKr15 |  |  | INDGWH | 2050 |  | 0.9 |  |  | 3.9959 | 0.25106 | 5.8938 |  |  |  |  | 0.3 |  | 11 | 41 | 4 | 1 | 10 |  | 2050
Biomass boiler |  | INDGDRHWCHN1 | Industrial heating technology Glass & Concrete RH - Wood chip boiler (Steam) - new 1 | MKr15 | INDWCH | IGDRH | INDGWH | 2011 | 2011 | 0.89 |  | 25 | 4.6055 | 0.25106 | 5.751 | 0.031536 | 0.5 | 1 |  | 0.11 |  | 11 | 63 | 11 | 3 | 10 |  | 2020
Biomass boiler |  |  |  | MKr15 |  |  | INDGWH | 2030 |  | 0.89 |  |  | 4.4023 | 0.26745 | 5.8462 |  |  |  |  | 0.11 |  | 11 | 49 | 8 | 3 | 10 |  | 2030
Biomass boiler |  |  |  | MKr15 |  |  | INDGWH | 2050 |  | 0.9 |  |  | 3.9959 | 0.25106 | 5.8938 |  |  |  |  | 0.1 |  | 11 | 41 | 4 | 1 | 10 |  | 2050
Biomass boiler |  | INDGDMTWCHN2 | Industrial heating technology Glass & Concrete MT - Wood chip boiler (Steam - condensing) - new 2 | MKr15 | INDWCH | IGDMT | INDGWH | 2011 | 2011 | 1.1619 |  | 25 | 5.066 | 0.27565 | 5.751 | 0.031536 | 0.5 | 0.97 |  | 0.038104 |  | 11 | 63 | 11 | 3 | 10 |  | 2020
Biomass boiler |  |  |  | MKr15 |  |  | INDGWH | 2030 |  | 1.1619 |  |  | 4.8425 | 0.26745 | 5.8462 |  |  |  |  | 0.038104 |  | 11 | 49 | 8 | 3 | 10 |  | 2030
Biomass boiler |  |  |  | MKr15 |  |  | INDGWH | 2050 |  | 1.1619 |  |  | 4.3955 | 0.25106 | 5.8938 |  |  |  |  | 0.038104 |  | 11 | 41 | 4 | 1 | 10 |  | 2050
Biomass boiler |  | INDGDRHWCHN2 | Industrial heating technology Glass & Concrete RH - Wood chip boiler (Steam - condensing) - new 2 | MKr15 | INDWCH | IGDRH | INDGWH | 2011 | 2011 | 1.1619 |  | 25 | 5.066 | 0.27565 | 5.751 | 0.031536 | 0.5 | 1 |  | 0 |  | 11 | 63 | 11 | 3 | 10 |  | 2020
Biomass boiler |  |  |  | MKr15 |  |  | INDGWH | 2030 |  | 1.1619 |  |  | 4.8425 | 0.26745 | 5.8462 |  |  |  |  | 0 |  | 11 | 49 | 8 | 3 | 10 |  | 2030
Biomass boiler |  |  |  | MKr15 |  |  | INDGWH | 2050 |  | 1.1619 |  |  | 4.3955 | 0.25106 | 5.8938 |  |  |  |  | 0 |  | 11 | 41 | 4 | 1 | 10 |  | 2050
Biomass boiler |  | INDGDMTWCHN3 | Industrial heating technology Glass & Concrete MT - Wood chip boiler (Hot Water) - new 3 | MKr15 | INDWCH | IGDMT | INDGWH | 2011 | 2011 | 0.9 |  | 25 | 4.6055 | 0.25106 | 5.751 | 0.031536 | 0.5 | 0.97 |  | 0.3 |  | 11 | 63 | 11 | 3 | 10 |  | 2020
Biomass boiler |  |  |  | MKr15 |  |  | INDGWH | 2030 |  | 0.9 |  |  | 4.4023 | 0.26745 | 5.8462 |  |  |  |  | 0.3 |  | 11 | 49 | 8 | 3 | 10 |  | 2030
Biomass boiler |  |  |  | MKr15 |  |  | INDGWH | 2050 |  | 0.91 |  |  | 3.9959 | 0.25106 | 5.8938 |  |  |  |  | 0.29 |  | 11 | 41 | 4 | 1 | 10 |  | 2050
Biomass boiler |  | INDGDRHWCHN3 | Industrial heating technology Glass & Concrete RH - Wood chip boiler (Hot Water) - new 3 | MKr15 | INDWCH | IGDRH | INDGWH | 2011 | 2011 | 0.9 |  | 25 | 4.6055 | 0.25106 | 5.751 | 0.031536 | 0.5 | 1 |  | 0.1 |  | 11 | 63 | 11 | 3 | 10 |  | 2020
Biomass boiler |  |  |  | MKr15 |  |  | INDGWH | 2030 |  | 0.9 |  |  | 4.4023 | 0.26745 | 5.8462 |  |  |  |  | 0.1 |  | 11 | 49 | 8 | 3 | 10 |  | 2030
Biomass boiler |  |  |  | MKr15 |  |  | INDGWH | 2050 |  | 0.91 |  |  | 3.9959 | 0.25106 | 5.8938 |  |  |  |  | 0.09 |  | 11 | 41 | 4 | 1 | 10 |  | 2050
Biomass boiler |  | INDGDMTWCHN4 | Industrial heating technology Glass & Concrete MT - Wood chip boiler (Hot Water - condensing) - new 4 | MKr15 | INDWCH | IGDMT | INDGWH | 2011 | 2011 | 1.1619 |  | 25 | 5.066 | 0.27565 | 5.751 | 0.031536 | 0.5 | 0.97 |  | 0.038104 |  | 11 | 63 | 11 | 3 | 10 |  | 2020
Biomass boiler |  |  |  | MKr15 |  |  | INDGWH | 2030 |  | 1.1619 |  |  | 4.8425 | 0.26745 | 5.8462 |  |  |  |  | 0.038104 |  | 11 | 49 | 8 | 3 | 10 |  | 2030
Biomass boiler |  |  |  | MKr15 |  |  | INDGWH | 2050 |  | 1.1619 |  |  | 4.3955 | 0.25106 | 5.8938 |  |  |  |  | 0.038104 |  | 11 | 41 | 4 | 1 | 10 |  | 2050
Biomass boiler |  | INDGDRHWCHN4 | Industrial heating technology Glass & Concrete RH - Wood chip boiler (Hot Water- condensing) - new 4 | MKr15 | INDWCH | IGDRH | INDGWH | 2011 | 2011 | 1.1619 |  | 25 | 5.066 | 0.27565 | 5.751 | 0.031536 | 0.5 | 1 |  | 0 |  | 11 | 63 | 11 | 3 | 10 |  | 2020
Biomass boiler |  |  |  | MKr15 |  |  | INDGWH | 2030 |  | 1.1619 |  |  | 4.8425 | 0.26745 | 5.8462 |  |  |  |  | 0 |  | 11 | 49 | 8 | 3 | 10 |  | 2030
Biomass boiler |  |  |  | MKr15 |  |  | INDGWH | 2050 |  | 1.1619 |  |  | 4.3955 | 0.25106 | 5.8938 |  |  |  |  | 0 |  | 11 | 41 | 4 | 1 | 10 |  | 2050
Direct electric heating |  | * | Industrial heating technology Glass & Concrete HT - Direct electric heating - new 10 | MKr15 | INDELC | IGDHT | INDGWH | 2011 | 2011 | 1 |  | 12.5 | 0.447 | 0 | 0.37767 | 0.031536 | 0.5 | 0 |  | 0.3 |  | 0 | 0 | 0 | 0 | 0 |  | 2020
Direct electric heating |  | * |  | MKr15 |  |  | INDGWH | 2030 |  | 1 |  |  | 0.447 | 0 | 0.38802 |  |  |  |  | 0.3 |  | 0 | 0 | 0 | 0 | 0 |  | 2030
Direct electric heating |  | * |  | MKr15 |  |  | INDGWH | 2050 |  | 1 |  |  | 0.447 | 0 | 0.39319 |  |  |  |  | 0.3 |  | 0 | 0 | 0 | 0 | 0 |  | 2050
Direct electric heating |  | * | Industrial heating technology Glass & Concrete MT - Direct electric heating - new 10 | MKr15 | INDELC | IGDMT | INDGWH | 2011 | 2011 | 1 |  | 12.5 | 0.447 | 0 | 0.37767 | 0.031536 | 0.5 | 0 |  | 0.2 |  | 0 | 0 | 0 | 0 | 0 |  | 2020
Direct electric heating |  | * |  | MKr15 |  |  | INDGWH | 2030 |  | 1 |  |  | 0.447 | 0 | 0.38802 |  |  |  |  | 0.2 |  | 0 | 0 | 0 | 0 | 0 |  | 2030
Direct electric heating |  | * |  | MKr15 |  |  | INDGWH | 2050 |  | 1 |  |  | 0.447 | 0 | 0.39319 |  |  |  |  | 0.2 |  | 0 | 0 | 0 | 0 | 0 |  | 2050
Oil-fired boiler_NEW |  | INDGDHTDSEN1 | Industrial heating technology Glass & Concrete HT - Oil boiler (Steam) - new 1 | MKr15 | INDDSL, INDDSB1, INDDSB2, INDHFO, INDDSE | IGDHT | INDGWH | 2011 | 2011 | 0.94 |  | 25 | 0.40975 | 0.01341 | 2.0694 | 0.031536 | 0.5 | 1 |  | 0.36 |  | 0.5 | 25 | 0 | 0 | 0.1 |  | 2020
Oil-fired boiler_NEW |  |  |  | MKr15 |  |  | INDGWH | 2030 |  | 0.95 |  |  | 0.34699 | 0.012665 | 1.8625 |  |  |  |  | 0.35 |  | 0.5 | 20 | 0 | 0 | 0.1 |  | 2030
Oil-fired boiler_NEW |  |  |  | MKr15 |  |  | INDGWH | 2050 |  | 0.96 |  |  | 0.32814 | 0.011175 | 1.8625 |  |  |  |  | 0.34 |  | 0.5 | 15 | 0 | 0 | 0.1 |  | 2050
Oil-fired boiler_NEW |  | INDGDMTDSEN1 | Industrial heating technology Glass & Concrete MT - Oil boiler (Steam) - new 1 | MKr15 | INDDSL, INDDSB1, INDDSB2, INDHFO, INDDSE | IGDMT | INDGWH | 2011 | 2011 | 0.94 |  | 25 | 0.40975 | 0.01341 | 2.0694 | 0.031536 | 0.5 | 0.97 |  | 0.26 |  | 0.5 | 25 | 0 | 0 | 0.1 |  | 2020
Oil-fired boiler_NEW |  |  |  | MKr15 |  |  | INDGWH | 2030 |  | 0.95 |  |  | 0.34699 | 0.012665 | 1.8625 |  |  |  |  | 0.25 |  | 0.5 | 20 | 0 | 0 | 0.1 |  | 2030
Oil-fired boiler_NEW |  |  |  | MKr15 |  |  | INDGWH | 2050 |  | 0.96 |  |  | 0.32814 | 0.011175 | 1.8625 |  |  |  |  | 0.24 |  | 0.5 | 15 | 0 | 0 | 0.1 |  | 2050
Oil-fired boiler_NEW |  | INDGDRHDSEN1 | Industrial heating technology Glass & Concrete RH - Oil boiler (Steam) - new 1 | MKr15 | INDDSL, INDDSB1, INDDSB2, INDHFO, INDDSE | IGDRH | INDGWH | 2011 | 2011 | 0.94 |  | 25 | 0.40975 | 0.01341 | 2.0694 | 0.031536 | 0.5 | 1 |  | 0.06 |  | 0.5 | 25 | 0 | 0 | 0.1 |  | 2020
Oil-fired boiler_NEW |  |  |  | MKr15 |  |  | INDGWH | 2030 |  | 0.95 |  |  | 0.34699 | 0.012665 | 1.8625 |  |  |  |  | 0.05 |  | 0.5 | 20 | 0 | 0 | 0.1 |  | 2030
Oil-fired boiler_NEW |  |  |  | MKr15 |  |  | INDGWH | 2050 |  | 0.96 |  |  | 0.32814 | 0.011175 | 1.8625 |  |  |  |  | 0.04 |  | 0.5 | 15 | 0 | 0 | 0.1 |  | 2050
Oil-fired boiler_NEW |  | INDGDMTDSEN2 | Industrial heating technology Glass & Concrete MT - Oil boiler (Steam - condensing) - new 2 | MKr15 | INDDSL, INDDSB1, INDDSB2, INDHFO, INDDSE | IGDMT | INDGWH | 2011 | 2011 | 0.95 |  | 25 | 0.3278 | 0.01341 | 2.0694 | 0.031536 | 0.5 | 0.97 |  | 0.25 |  | 0.5 | 25 | 0 | 0 | 0.1 |  | 2020
Oil-fired boiler_NEW |  |  |  | MKr15 |  |  | INDGWH | 2030 |  | 0.96 |  |  | 0.2776 | 0.012665 | 1.8625 |  |  |  |  | 0.24 |  | 0.5 | 20 | 0 | 0 | 0.1 |  | 2030
Oil-fired boiler_NEW |  |  |  | MKr15 |  |  | INDGWH | 2050 |  | 0.97 |  |  | 0.26251 | 0.011175 | 1.8625 |  |  |  |  | 0.23 |  | 0.5 | 15 | 0 | 0 | 0.1 |  | 2050
Oil-fired boiler_NEW |  | INDGDRHDSEN2 | Industrial heating technology Glass & Concrete RH - Oil boiler (Steam - condensing) - new 2 | MKr15 | INDDSL, INDDSB1, INDDSB2, INDHFO, INDDSE | IGDRH | INDGWH | 2011 | 2011 | 0.95 |  | 25 | 0.3278 | 0.01341 | 2.0694 | 0.031536 | 0.5 | 1 |  | 0.05 |  | 0.5 | 25 | 0 | 0 | 0.1 |  | 2020
Oil-fired boiler_NEW |  |  |  | MKr15 |  |  | INDGWH | 2030 |  | 0.96 |  |  | 0.2776 | 0.012665 | 1.8625 |  |  |  |  | 0.04 |  | 0.5 | 20 | 0 | 0 | 0.1 |  | 2030
Oil-fired boiler_NEW |  |  |  | MKr15 |  |  | INDGWH | 2050 |  | 0.97 |  |  | 0.26251 | 0.011175 | 1.8625 |  |  |  |  | 0.03 |  | 0.5 | 15 | 0 | 0 | 0.1 |  | 2050
Natural gas boiler_NEW |  | INDGDHTDH2N1 | Industrial heating technology Glass & Concrete HT - Gas boiler (Steam) - new 1 | MKr15 | INDNGA, INDBGA, INDSNG1, INDSNG2, INDLPG, INDSNE, INDH2 | IGDHT | INDGWH | 2011 | 2011 | 0.92 |  | 25 | 0.40636 | 0.0149 | 2.2764 | 0.031536 | 0.5 | 1 |  | 0.38 |  | 0.3 | 9 | 3 | 1 | 0.1 |  | 2020
Natural gas boiler_NEW |  |  |  | MKr15 |  |  | INDGWH | 2030 |  | 0.93 |  |  | 0.33864 | 0.014155 | 2.0694 |  |  |  |  | 0.37 |  | 0.3 | 7 | 2 | 1 | 0.1 |  | 2030
Natural gas boiler_NEW |  |  |  | MKr15 |  |  | INDGWH | 2050 |  | 0.94 |  |  | 0.33864 | 0.012665 | 2.0694 |  |  |  |  | 0.36 |  | 0.3 | 6 | 2 | 1 | 0.1 |  | 2050
Natural gas boiler_NEW |  | INDGDMTDH2N1 | Industrial heating technology Glass & Concrete MT - Gas boiler (Steam) - new 1 | MKr15 | INDNGA, INDBGA, INDSNG1, INDSNG2, INDLPG, INDSNE, INDH2 | IGDMT | INDGWH | 2011 | 2011 | 0.92 |  | 25 | 0.40636 | 0.0149 | 2.2764 | 0.031536 | 0.5 | 0.97 |  | 0.28 |  | 0.3 | 9 | 3 | 1 | 0.1 |  | 2020
Natural gas boiler_NEW |  |  |  | MKr15 |  |  | INDGWH | 2030 |  | 0.93 |  |  | 0.33864 | 0.014155 | 2.0694 |  |  |  |  | 0.27 |  | 0.3 | 7 | 2 | 1 | 0.1 |  | 2030
Natural gas boiler_NEW |  |  |  | MKr15 |  |  | INDGWH | 2050 |  | 0.94 |  |  | 0.33864 | 0.012665 | 2.0694 |  |  |  |  | 0.26 |  | 0.3 | 6 | 2 | 1 | 0.1 |  | 2050
Natural gas boiler_NEW |  | INDGDRHDH2N1 | Industrial heating technology Glass & Concrete RH - Gas boiler (Steam) - new 1 | MKr15 | INDNGA, INDBGA, INDSNG1, INDSNG2, INDLPG, INDSNE, INDH2 | IGDRH | INDGWH | 2011 | 2011 | 0.92 |  | 25 | 0.40636 | 0.0149 | 2.2764 | 0.031536 | 0.5 | 1 |  | 0.08 |  | 0.3 | 9 | 3 | 1 | 0.1 |  | 2020
Natural gas boiler_NEW |  |  |  | MKr15 |  |  | INDGWH | 2030 |  | 0.93 |  |  | 0.33864 | 0.014155 | 2.0694 |  |  |  |  | 0.07 |  | 0.3 | 7 | 2 | 1 | 0.1 |  | 2030
Natural gas boiler_NEW |  |  |  | MKr15 |  |  | INDGWH | 2050 |  | 0.94 |  |  | 0.33864 | 0.012665 | 2.0694 |  |  |  |  | 0.06 |  | 0.3 | 6 | 2 | 1 | 0.1 |  | 2050
Natural gas boiler_NEW |  | INDGDMTDH2N2 | Industrial heating technology Glass & Concrete MT - Gas boiler (Steam - condensing) - new 2 | MKr15 | INDNGA, INDBGA, INDSNG1, INDSNG2, INDLPG, INDSNE, INDH2 | IGDMT | INDGWH | 2011 | 2011 | 1.01 |  | 25 | 0.447 | 0.0149 | 2.2764 | 0.031536 | 0.5 | 0.97 |  | 0.19 |  | 0.3 | 9 | 3 | 1 | 0.1 |  | 2020
Natural gas boiler_NEW |  |  |  | MKr15 |  |  | INDGWH | 2030 |  | 1.03 |  |  | 0.3725 | 0.014155 | 2.0694 |  |  |  |  | 0.17 |  | 0.3 | 7 | 2 | 1 | 0.1 |  | 2030
Natural gas boiler_NEW |  |  |  | MKr15 |  |  | INDGWH | 2050 |  | 1.03 |  |  | 0.3725 | 0.012665 | 2.0694 |  |  |  |  | 0.17 |  | 0.3 | 6 | 2 | 1 | 0.1 |  | 2050
Natural gas boiler_NEW |  | INDGDRHDH2N2 | Industrial heating technology Glass & Concrete RH - Gas boiler (Steam - condensing) - new 2 | MKr15 | INDNGA, INDBGA, INDSNG1, INDSNG2, INDLPG, INDSNE, INDH2 | IGDRH | INDGWH | 2011 | 2011 | 1.01 |  | 25 | 0.447 | 0.0149 | 2.2764 | 0.031536 | 0.5 | 1 |  | 0 |  | 0.3 | 9 | 3 | 1 | 0.1 |  | 2020
Natural gas boiler_NEW |  |  |  | MKr15 |  |  | INDGWH | 2030 |  | 1.03 |  |  | 0.3725 | 0.014155 | 2.0694 |  |  |  |  | 0 |  | 0.3 | 7 | 2 | 1 | 0.1 |  | 2030
Natural gas boiler_NEW |  |  |  | MKr15 |  |  | INDGWH | 2050 |  | 1.03 |  |  | 0.3725 | 0.012665 | 2.0694 |  |  |  |  | 0 |  | 0.3 | 6 | 2 | 1 | 0.1 |  | 2050
Natural gas boiler_NEW |  | INDGDMTDH2N3 | Industrial heating technology Glass & Concrete MT - Gas boiler (Hot Water) - new 3 | MKr15 | INDNGA, INDBGA, INDSNG1, INDSNG2, INDLPG, INDSNE, INDH2 | IGDMT | INDGWH | 2011 | 2011 | 0.93 |  | 25 | 0.32509 | 0.0149 | 2.2764 | 0.031536 | 0.5 | 0.97 |  | 0.27 |  | 0.3 | 9 | 3 | 1 | 0.1 |  | 2020
Natural gas boiler_NEW |  |  |  | MKr15 |  |  | INDGWH | 2030 |  | 0.94 |  |  | 0.27091 | 0.014155 | 2.0694 |  |  |  |  | 0.26 |  | 0.3 | 7 | 2 | 1 | 0.1 |  | 2030
Natural gas boiler_NEW |  |  |  | MKr15 |  |  | INDGWH | 2050 |  | 0.95 |  |  | 0.27091 | 0.012665 | 2.0694 |  |  |  |  | 0.25 |  | 0.3 | 6 | 2 | 1 | 0.1 |  | 2050
Natural gas boiler_NEW |  | INDGDRHDH2N3 | Industrial heating technology Glass & Concrete RH - Gas boiler (Hot Water) - new 3 | MKr15 | INDNGA, INDBGA, INDSNG1, INDSNG2, INDLPG, INDSNE, INDH2 | IGDRH | INDGWH | 2011 | 2011 | 0.93 |  | 25 | 0.32509 | 0.0149 | 2.2764 | 0.031536 | 0.5 | 1 |  | 0.07 |  | 0.3 | 9 | 3 | 1 | 0.1 |  | 2020
Natural gas boiler_NEW |  |  |  | MKr15 |  |  | INDGWH | 2030 |  | 0.94 |  |  | 0.27091 | 0.014155 | 2.0694 |  |  |  |  | 0.06 |  | 0.3 | 7 | 2 | 1 | 0.1 |  | 2030
Natural gas boiler_NEW |  |  |  | MKr15 |  |  | INDGWH | 2050 |  | 0.95 |  |  | 0.27091 | 0.012665 | 2.0694 |  |  |  |  | 0.05 |  | 0.3 | 6 | 2 | 1 | 0.1 |  | 2050
Natural gas boiler_NEW |  | INDGDMTDH2N4 | Industrial heating technology Glass & Concrete MT - Gas boiler (Hot Water - condensing) - new 4 | MKr15 | INDNGA, INDBGA, INDSNG1, INDSNG2, INDLPG, INDSNE, INDH2 | IGDMT | INDGWH | 2011 | 2011 | 1.01 |  | 25 | 0.3576 | 0.0149 | 2.2764 | 0.031536 | 0.5 | 0.97 |  | 0.19 |  | 0.3 | 9 | 3 | 1 | 0.1 |  | 2020
Natural gas boiler_NEW |  |  |  | MKr15 |  |  | INDGWH | 2030 |  | 1.03 |  |  | 0.298 | 0.014155 | 2.0694 |  |  |  |  | 0.17 |  | 0.3 | 7 | 2 | 1 | 0.1 |  | 2030
Natural gas boiler_NEW |  |  |  | MKr15 |  |  | INDGWH | 2050 |  | 1.03 |  |  | 0.298 | 0.012665 | 2.0694 |  |  |  |  | 0.17 |  | 0.3 | 6 | 2 | 1 | 0.1 |  | 2050
Natural gas boiler_NEW |  | INDGDRHDH2N4 | Industrial heating technology Glass & Concrete RH - Gas boiler (Hot Water- condensing) - new 4 | MKr15 | INDNGA, INDBGA, INDSNG1, INDSNG2, INDLPG, INDSNE, INDH2 | IGDRH | INDGWH | 2011 | 2011 | 1.01 |  | 25 | 0.3576 | 0.0149 | 2.2764 | 0.031536 | 0.5 | 1 |  | 0 |  | 0.3 | 9 | 3 | 1 | 0.1 |  | 2020
Natural gas boiler_NEW |  |  |  | MKr15 |  |  | INDGWH | 2030 |  | 1.03 |  |  | 0.298 | 0.014155 | 2.0694 |  |  |  |  | 0 |  | 0.3 | 7 | 2 | 1 | 0.1 |  | 2030
Natural gas boiler_NEW |  |  |  | MKr15 |  |  | INDGWH | 2050 |  | 1.03 |  |  | 0.298 | 0.012665 | 2.0694 |  |  |  |  | 0 |  | 0.3 | 6 | 2 | 1 | 0.1 |  | 2050
Natural gas boiler_NEW |  | INDGDHTDH2N5 | Industrial heating technology Glass & Concrete HT - Gas boiler (Direct firing) - new 5 | MKr15 | INDNGA, INDBGA, INDSNG1, INDSNG2, INDLPG, INDSNE, INDH2 | IGDHT | INDGWH | 2011 | 2011 | 1 |  | 15 | 0.11175 | 0.0013545 | 0.58462 | 0.031536 | 0.5 | 1 |  | 0.3 |  | 0.3 | 9 | 3 | 1 | 0.1 |  | 2020
Natural gas boiler_NEW |  |  |  | MKr15 |  |  | INDGWH | 2030 |  | 1 |  |  | 0.11175 | 0.0013207 | 0.57427 |  |  |  |  | 0.3 |  | 0.3 | 7 | 2 | 1 | 0.1 |  | 2030
Natural gas boiler_NEW |  |  |  | MKr15 |  |  | INDGWH | 2050 |  | 1 |  |  | 0.11175 | 0.0011514 | 0.57944 |  |  |  |  | 0.3 |  | 0.3 | 6 | 2 | 1 | 0.1 |  | 2050
Natural gas boiler_NEW |  | INDGDMTDH2N5 | Industrial heating technology Glass & Concrete MT - Gas boiler (Direct firing) - new 5 | MKr15 | INDNGA, INDBGA, INDSNG1, INDSNG2, INDLPG, INDSNE, INDH2 | IGDMT | INDGWH | 2011 | 2011 | 1 |  | 25 | 0.11175 | 0.0013545 | 0.58462 | 0.031536 | 0.5 | 0.97 |  | 0.2 |  | 0.3 | 9 | 3 | 1 | 0.1 |  | 2020
Natural gas boiler_NEW |  |  |  | MKr15 |  |  | INDGWH | 2030 |  | 1 |  |  | 0.11175 | 0.0013207 | 0.57427 |  |  |  |  | 0.2 |  | 0.3 | 7 | 2 | 1 | 0.1 |  | 2030
Natural gas boiler_NEW |  |  |  | MKr15 |  |  | INDGWH | 2050 |  | 1 |  |  | 0.11175 | 0.0011514 | 0.57944 |  |  |  |  | 0.2 |  | 0.3 | 6 | 2 | 1 | 0.1 |  | 2050
Coal boiler |  | INDGDHTCOAN1 | Industrial heating technology Glass & Concrete HT - Coal boiler (Steam) - new 1 | MKr15 | INDCOA | IGDHT | INDGWH | 2011 | 2011 | 0.89 |  | 25 | 3.725 | 0.25106 | 3.9382 | 0.031536 | 0.5 | 1 |  | 0.41 |  | 8 | 35 | 1.5 | 0.8 | 2.1 |  | 2020
Coal boiler |  |  |  | MKr15 |  |  | INDGWH | 2030 |  | 0.89 |  |  | 3.4699 | 0.24287 | 3.9837 |  |  |  |  | 0.41 |  | 8 | 35 | 1.5 | 0.8 | 2.1 |  | 2030
Coal boiler |  |  |  | MKr15 |  |  | INDGWH | 2050 |  | 0.91 |  |  | 3.2814 | 0.22797 | 4.0064 |  |  |  |  | 0.39 |  | 8 | 35 | 1.5 | 0.8 | 2.1 |  | 2050
Coal boiler |  | INDGDMTCOAN1 | Industrial heating technology Glass & Concrete MT - Coal boiler (Steam) - new 1 | MKr15 | INDCOA | IGDMT | INDGWH | 2011 | 2011 | 0.89 |  | 25 | 3.725 | 0.25106 | 3.9382 | 0.031536 | 0.5 | 0.97 |  | 0.31 |  | 8 | 35 | 1.5 | 0.8 | 2.1 |  | 2020
Coal boiler |  |  |  | MKr15 |  |  | INDGWH | 2030 |  | 0.89 |  |  | 3.4699 | 0.24287 | 3.9837 |  |  |  |  | 0.31 |  | 8 | 35 | 1.5 | 0.8 | 2.1 |  | 2030
Coal boiler |  |  |  | MKr15 |  |  | INDGWH | 2050 |  | 0.91 |  |  | 3.2814 | 0.22797 | 4.0064 |  |  |  |  | 0.29 |  | 8 | 35 | 1.5 | 0.8 | 2.1 |  | 2050
Coal boiler |  | INDGDRHCOAN1 | Industrial heating technology Glass & Concrete RH - Coal boiler (Steam) - new 1 | MKr15 | INDCOA | IGDRH | INDGWH | 2011 | 2011 | 0.89 |  | 25 | 3.725 | 0.25106 | 3.9382 | 0.031536 | 0.5 | 1 |  | 0.11 |  | 8 | 35 | 1.5 | 0.8 | 2.1 |  | 2020
Coal boiler |  |  |  | MKr15 |  |  | INDGWH | 2030 |  | 0.89 |  |  | 3.4699 | 0.24287 | 3.9837 |  |  |  |  | 0.11 |  | 8 | 35 | 1.5 | 0.8 | 2.1 |  | 2030
Coal boiler |  |  |  | MKr15 |  |  | INDGWH | 2050 |  | 0.91 |  |  | 3.2814 | 0.22797 | 4.0064 |  |  |  |  | 0.09 |  | 8 | 35 | 1.5 | 0.8 | 2.1 |  | 2050
Coal boiler |  | INDGDMTCOAN2 | Industrial heating technology Glass & Concrete MT - Coal boiler (Hot Water) - new 2 | MKr15 | INDCOA | IGDMT | INDGWH | 2011 | 2011 | 0.89 |  | 25 | 3.725 | 0.25106 | 3.9382 | 0.031536 | 0.5 | 0.97 |  | 0.31 |  | 8 | 35 | 1.5 | 0.8 | 2.1 |  | 2020
Coal boiler |  |  |  | MKr15 |  |  | INDGWH | 2030 |  | 0.89 |  |  | 3.725 | 0.24287 | 3.9837 |  |  |  |  | 0.31 | [7 empty] | 2030
Coal boiler |  |  |  | MKr15 |  |  | INDGWH | 2050 |  | 0.91 |  |  | 3.725 | 0.22797 | 4.0064 |  |  |  |  | 0.29 | [7 empty] | 2050
Coal boiler |  | INDGDRHCOAN2 | Industrial heating technology Glass & Concrete RH - Coal boiler (Hot Water) - new 2 | MKr15 | INDCOA | IGDRH | INDGWH | 2011 | 2011 | 0.89 |  | 25 | 3.725 | 0.25106 | 3.9382 | 0.031536 | 0.5 | 1 |  | 0.11 |  | 8 | 35 | 1.5 | 0.8 | 2.1 |  | 2020
Coal boiler |  |  |  | MKr15 |  |  | INDGWH | 2030 |  | 0.89 |  |  | 3.725 | 0.24287 | 3.9837 |  |  |  |  | 0.11 | [7 empty] | 2030
Coal boiler |  |  |  | MKr15 |  |  | INDGWH | 2050 |  | 0.91 |  |  | 3.725 | 0.22797 | 4.0064 |  |  |  |  | 0.09 | [7 empty] | 2050
Solar heating |  | INDGDRHSOLN1 | Industrial heating technology Glass & Concrete RH - Solar - new 1 | MKr15 | INDSOL | IGDRH |  | 2011 | 2011 | 1 |  | 25 | 4.2857 | 0.02066 | 0 | 0.031536 | 0.09 | 1 |  |  |  | 0 | 0 | 0 | 0 | 0 |  | 2020
Solar heating |  |  |  | MKr15 |  |  |  | 2030 |  | 1 |  | 30 | 3.9286 | 0.023281 | 0 | [12 empty] | 2030
Solar heating |  |  |  | MKr15 |  |  |  | 2050 |  | 1 |  | 30 | 3.5714 | 0.021499 | 0 | [12 empty] | 2050
|  | * Heat Exchangers |  | MKr15
|  | INDGDRHHCEN1 | Industrial heating technology Glass & Concrete RH - central district heating - within DH area - new 1 | MKr15 | INDHCE | IGDRH |  | 2011 | 2011 | 0.96 |  | 30 | 1.17 | 0.058736 | 1.9463 | 0.031536 | 0.5
|  | INDGDRHHDEN1 | Industrial heating technology Glass & Concrete RH - decentral district heating - within DH area - new 1 | MKr15 | INDHDE | IGDRH |  | 2011 | 2011 | 0.96 |  | 30 | 1.25 | 0.058736 | 1.9463 | 0.031536 | 0.5
|  | * Electric appliances |  | MKr15
|  | INDGDLAELCN1 | Industry Glass & Concrete LA Electricity Light Appliance - New 1 | MKr15 | INDELC | IGDLA |  | 2011 | 2011 | 1 |  | 10 |  |  |  |  | 0.9
|  |  |  | MKr15 |  |  |  | 2020
|  |  |  | MKr15 |  |  |  | 2030
|  |  |  | MKr15 |  |  |  | 2050
|  | INDGDEMELCN1 | Industry Glass & Concrete EM Electricity Motors - New 1 | MKr15 | INDELC | IGDEM |  | 2011 | 2011 | 1 |  | 10 |  |  |  |  | 0.9
|  |  |  | MKr15 |  |  |  | 2020
|  |  |  | MKr15 |  |  |  | 2030
|  |  |  | MKr15 |  |  |  | 2050
|  | INDGDTFDSLN1 | Industry Glass & Concrete TF Tractors, Trucks, Fishing boats - New 1 | MKr15 | INDDSL, INDDSB1, INDDSB2, INDHFO, INDDSE | IGDTF |  | 2011 | 2011 | 1 |  | 10 |  |  |  |  | 0.9
|  |  |  | MKr15 |  |  |  | 2020
|  |  |  | MKr15 |  |  |  | 2030
|  |  |  | MKr15 |  |  |  | 2050
|  | INDGDFLDH2N1 | Industry Glass & Concrete TF Forklifts - New 1 | MKr15 | INDNGA, INDBGA, INDSNG1, INDSNG2, INDLPG, INDSNE, INDH2 | IGDFL |  | 2011 | 2011 | 1 |  | 10 |  |  |  |  | 0.9
|  |  |  | MKr15 |  |  |  | 2020
|  |  |  | MKr15 |  |  |  | 2030
|  |  |  | MKr15 |  |  |  | 2050
~FI_Process
| Sets | TechName | TechDesc | Tact | Tcap | Tslvl | PrimaryCG | Vintage
| *Process Set Membership | Technology Name | Technology Description | Activity Unit | Capacity Unit | TimeSlice level of Process Activity | Primary Commodity Group | Vintage Tracking
| DMD | INDGDMTELCN1 | Industrial heating technology Glass & Concrete MT - Heat pump utilizing waste heat - new 1 | PJ | MW | DAYNITE |  | yes
| DMD | INDGDRHELCN1 | Industrial heating technology Glass & Concrete RH - Heat pump utilizing waste heat - new 1 | PJ | MW | DAYNITE |  | yes
| * | * | Industrial heating technology Glass & Concrete MT - Heat pump utilizing waste heat - new 1 | PJ | MW | DAYNITE |  | yes
| DMD | INDGDRHELCN2 | Industrial heating technology Glass & Concrete RH - Heat driven heat pump utilizing waste heat - new 2 | PJ | MW | DAYNITE |  | yes
| DMD | INDGDMTELCN3 | Industrial heating technology Glass & Concrete MT - High Temp abs. Heat pump utilizing waste heat - new 3 | PJ | MW | DAYNITE |  | yes
| DMD | INDGDRHELCN3 | Industrial heating technology Glass & Concrete RH - High Temp abs. Heat pump utilizing waste heat - new 3 | PJ | MW | DAYNITE |  | yes
| DMD | INDGDMTELCN4 | Industrial heating technology Glass & Concrete MT - Booster Heat pump utilizing waste heat - new 4 | PJ | MW | DAYNITE |  | yes
| DMD | INDGDRHELCN4 | Industrial heating technology Glass & Concrete RH - Booster Heat pump utilizing waste heat - new 4 | PJ | MW | DAYNITE |  | yes
| DMD | INDGDMTELCN5 | Industrial heating technology Glass & Concrete MT - MVR utilizing waste heat - new 5 | PJ | MW |  |  | yes
| * | * | Industrial heating technology Glass & Concrete MT - Heat pump utilizing waste heat - new 1 | PJ | MW | DAYNITE |  | yes
| * | * | Industrial heating technology Glass & Concrete MT - Heat pump utilizing waste heat - new 1 | PJ | MW | DAYNITE |  | yes
| * | * | Industrial heating technology Glass & Concrete MT - Heat pump utilizing waste heat - new 1 | PJ | MW | DAYNITE |  | yes
| DMD | INDGDHTELCN8 | Industrial heating technology Glass & Concrete HT - Electric boiler (Steam) - new 8 | PJ | MW | DAYNITE |  | yes
| DMD | INDGDMTELCN8 | Industrial heating technology Glass & Concrete MT - Electric boiler (Steam) - new 8 | PJ | MW | DAYNITE |  | yes
| DMD | INDGDRHELCN8 | Industrial heating technology Glass & Concrete RH - Electric boiler (Steam) - new 8 | PJ | MW | DAYNITE |  | yes
| DMD | INDGDMTELCN9 | Industrial heating technology Glass & Concrete MT - Electric boiler (Hot Water) - new 9 | PJ | MW | DAYNITE |  | yes
| DMD | INDGDRHELCN9 | Industrial heating technology Glass & Concrete RH - Electric boiler (Hot Water) - new 9 | PJ | MW | DAYNITE |  | yes
| DMD | INDGDHTWCHN1 | Industrial heating technology Glass & Concrete HT - Wood chip boiler (Steam) - new 1 | PJ | MW |  |  | yes
| DMD | INDGDMTWCHN1 | Industrial heating technology Glass & Concrete MT - Wood chip boiler (Steam) - new 1 | PJ | MW |  |  | yes
| DMD | INDGDRHWCHN1 | Industrial heating technology Glass & Concrete RH - Wood chip boiler (Steam) - new 1 | PJ | MW |  |  | yes
| DMD | INDGDMTWCHN2 | Industrial heating technology Glass & Concrete MT - Wood chip boiler (Steam - condensing) - new 2 | PJ | MW |  |  | yes
| DMD | INDGDRHWCHN2 | Industrial heating technology Glass & Concrete RH - Wood chip boiler (Steam - condensing) - new 2 | PJ | MW |  |  | yes
| DMD | INDGDMTWCHN3 | Industrial heating technology Glass & Concrete MT - Wood chip boiler (Hot Water) - new 3 | PJ | MW |  |  | yes
| DMD | INDGDRHWCHN3 | Industrial heating technology Glass & Concrete RH - Wood chip boiler (Hot Water) - new 3 | PJ | MW |  |  | yes
| DMD | INDGDMTWCHN4 | Industrial heating technology Glass & Concrete MT - Wood chip boiler (Hot Water - condensing) - new 4 | PJ | MW |  |  | yes
| DMD | INDGDRHWCHN4 | Industrial heating technology Glass & Concrete RH - Wood chip boiler (Hot Water- condensing) - new 4 | PJ | MW |  |  | yes
| * | * | Industrial heating technology Glass & Concrete MT - Heat pump utilizing waste heat - new 1 | PJ | MW | DAYNITE |  | yes
| * | * | Industrial heating technology Glass & Concrete MT - Heat pump utilizing waste heat - new 1 | PJ | MW | DAYNITE |  | yes
| DMD | INDGDHTDSEN1 | Industrial heating technology Glass & Concrete HT - Oil boiler (Steam) - new 1 | PJ | MW |  |  | yes
| DMD | INDGDMTDSEN1 | Industrial heating technology Glass & Concrete MT - Oil boiler (Steam) - new 1 | PJ | MW |  |  | yes
| DMD | INDGDRHDSEN1 | Industrial heating technology Glass & Concrete RH - Oil boiler (Steam) - new 1 | PJ | MW |  |  | yes
| DMD | INDGDMTDSEN2 | Industrial heating technology Glass & Concrete MT - Oil boiler (Steam - condensing) - new 2 | PJ | MW |  |  | yes
| DMD | INDGDRHDSEN2 | Industrial heating technology Glass & Concrete RH - Oil boiler (Steam - condensing) - new 2 | PJ | MW |  |  | yes
| DMD | INDGDHTDH2N1 | Industrial heating technology Glass & Concrete HT - Gas boiler (Steam) - new 1 | PJ | MW |  |  | yes
| DMD | INDGDMTDH2N1 | Industrial heating technology Glass & Concrete MT - Gas boiler (Steam) - new 1 | PJ | MW |  |  | yes
| DMD | INDGDRHDH2N1 | Industrial heating technology Glass & Concrete RH - Gas boiler (Steam) - new 1 | PJ | MW |  |  | yes
| DMD | INDGDMTDH2N2 | Industrial heating technology Glass & Concrete MT - Gas boiler (Steam - condensing) - new 2 | PJ | MW |  |  | yes
| DMD | INDGDRHDH2N2 | Industrial heating technology Glass & Concrete RH - Gas boiler (Steam - condensing) - new 2 | PJ | MW |  |  | yes
| DMD | INDGDMTDH2N3 | Industrial heating technology Glass & Concrete MT - Gas boiler (Hot Water) - new 3 | PJ | MW |  |  | yes
| DMD | INDGDRHDH2N3 | Industrial heating technology Glass & Concrete RH - Gas boiler (Hot Water) - new 3 | PJ | MW |  |  | yes
| DMD | INDGDMTDH2N4 | Industrial heating technology Glass & Concrete MT - Gas boiler (Hot Water - condensing) - new 4 | PJ | MW |  |  | yes
| DMD | INDGDRHDH2N4 | Industrial heating technology Glass & Concrete RH - Gas boiler (Hot Water- condensing) - new 4 | PJ | MW |  |  | yes
| DMD | INDGDHTDH2N5 | Industrial heating technology Glass & Concrete HT - Gas boiler (Direct firing) - new 5 | PJ | MW |  |  | yes
| DMD | INDGDMTDH2N5 | Industrial heating technology Glass & Concrete MT - Gas boiler (Direct firing) - new 5 | PJ | MW |  |  | yes
| DMD | INDGDHTCOAN1 | Industrial heating technology Glass & Concrete HT - Coal boiler (Steam) - new 1 | PJ | MW |  |  | yes
| DMD | INDGDMTCOAN1 | Industrial heating technology Glass & Concrete MT - Coal boiler (Steam) - new 1 | PJ | MW |  |  | yes
| DMD | INDGDRHCOAN1 | Industrial heating technology Glass & Concrete RH - Coal boiler (Steam) - new 1 | PJ | MW |  |  | yes
| DMD | INDGDMTCOAN2 | Industrial heating technology Glass & Concrete MT - Coal boiler (Hot Water) - new 2 | PJ | MW |  |  | yes
| DMD | INDGDRHCOAN2 | Industrial heating technology Glass & Concrete RH - Coal boiler (Hot Water) - new 2 | PJ | MW |  |  | yes
| DMD | INDGDRHSOLN1 | Industrial heating technology Glass & Concrete RH - Solar - new 1 | PJ | MW | DAYNITE |  | yes
| DMD | INDGDRHHCEN1 | Industrial heating technology Glass & Concrete RH - central district heating - within DH area - new 1 | PJ | MW | DAYNITE |  | yes
| DMD | INDGDRHHDEN1 | Industrial heating technology Glass & Concrete RH - decentral district heating - within DH area - new 1 | PJ | MW | DAYNITE |  | yes
| DMD | INDGDLAELCN1 | Industry Glass & Concrete LA Electricity Light Appliance - New 1 | PJ | MW | DAYNITE |  | yes
| DMD | INDGDEMELCN1 | Industry Glass & Concrete EM Electricity Motors - New 1 | PJ | MW | DAYNITE |  | yes
| DMD | INDGDTFDSLN1 | Industry Glass & Concrete TF Tractors, Trucks, Fishing boats - New 1 | PJ | MW |  |  | yes
| DMD | INDGDFLDH2N1 | Industry Glass & Concrete TF Forklifts - New 1 | PJ | MW |  |  | yes
~FI_Comm
CSet | Region | CommName | CommDesc | Unit | LimType | CTSLvl | PeakTS | Ctype
*Commodity Set Membership | Region Name | Commodity Name | Commodity Description | Unit | Sense of the Balance EQN. | Timeslice Level | Peak Monitoring | Electricity Indicator
ENV |  | IGDSOx | Industrial heating heating technology Glass & Concrete - SOx emission | g/GJ
|  | IGDNOx | Industrial heating heating technology Glass & Concrete - NOx emission | g/GJ
|  | IGDCH4 | Industrial heating heating technology Glass & Concrete - CH4 emission | g/GJ
|  | IGDNO2 | Industrial heating heating technology Glass & Concrete - NO2 emission | g/GJ
|  | IGDPM | Industrial heating heating technology Glass & Concrete - Particle emission | g/GJ
NRG |  | INDGWH | Industrial heating technology Glass & Concrete - Waste heat | PJ |  | DAYNITE
Note on E1: Andreas Helk ¦ Viegand Maagøe: Input for each sheet - Choose between the categories from the ENS catalogue. Used for looking up potentials
Note on S1: Andreas Helk ¦ Viegand Maagøe: Column number for looking up the right FLO_MARK (direct or indirect technologies)
Note on U1: Andreas Helk ¦ Viegand Maagøe: Base input for calculating waste heat in industry. Factor that estimates how much waste heat is generated within HT, MT and RH due to the processes involved and not the technology i.e. drying processes, evaporation, distilling etc. Should be sector-specific depending on the processes within each sector.
Note on E2: Andreas Helk ¦ Viegand Maagøe: Write a sector name for TechDesc and Comm-OUT
Note on G6: Andreas Helk ¦ Viegand Maagøe: Heat pumps are set to use both electricity and waste heat within industries.
Note on I6: Andreas Helk ¦ Viegand Maagøe: Boilers are also set to give out waste heat
Note on M6: Andreas Helk ¦ Viegand Maagøe: For heat pumps the COP value is loaded here for calculating the input shares. (* means that TIMES does not read the column)
Note on S6: Andreas Helk ¦ Viegand Maagøe: Consider looking into updating these
Note on X6: Maurizio Gargiulo: It is not possible to use the parameter like in here because we have more than one COMM-OUT. If you try to join the two tables you will get an error. We should move these information in a scenario file
Note on M9: Andreas Helk ¦ Viegand Maagøe: Heat pump COP is written in this column since they are not using air as heat source, but using the waste heat within the industry.
Note on T33: Andreas Helk ¦ Viegand Maagøe: Assumed that the traditional heat pumps are prioritized first, so the Abs. heat pump potential is what is left.
Note on T45: Andreas Helk ¦ Viegand Maagøe: Assumed that the traditional heat pumps are prioritized first, so the Booster heat pump potential is what is left.
Note on T183: Andreas Helk ¦ Viegand Maagøe: Not a part of the technology catalogue - manual input
Note on O187: Stefan Petrovic: =L6*0.95 was previously

## Carbon Capture Storage
Post-combustion carbon capture retrofit - 100 MW(th) WtE or biomass CHP plant
|  |  |  | Currency | 7.45 | kr/€ | [6 empty] | CommName | ELCCOA | ELCHFO | ELCDSL | ELCNGA | ELCBGA | ELCWPE | ELCWCH | ELCSTR | ELCWST | ELCWIN | ELCSOL | ELCGEO | ELCHYD | ELCWAV
Carbon Capture and Storage new 1 | [12 empty] | *Units | kg/GJ | kg/GJ | kg/GJ | kg/GJ | kg/GJ | kg/GJ | kg/GJ | kg/GJ | kg/GJ | kg/GJ | kg/GJ | kg/GJ | kg/GJ | kg/GJ
[13 empty] | CO2 | 94.6 | 79.28 | 74 | 56.95 | 0 | 0 | 0 | 0 | 37 | 0 | 0 | 0 | 0 | 0
| Technology | Post-combustion carbon capture retrofit - 100 MW(th) WtE or biomass CHP plant
|  | 2020 | 2025 | 2030 | 2040 | 2050 | Uncertainty (2025) |  | Uncertainty (2050) |  | Note | Ref |  | 26.656
[7 empty] | Lower | Upper | Lower | Upper
Energy/technical data
0.32 | Typical total plant capacity (t CO2 output / hour) | 32 | 32 | 32 | 34 | 34 | 30 | 34 | 33 | 35 | A |  |  | 0.17093
3.125 | - Inputs at max capacity | [11 empty] | kt CO2/PJ | 333.4667 | 333.4667 | 385.8025 | 420.8754 | 420.8754
3.0488 | A) Mass of Fluegas (t/t CO2 output) | 5.1 | 5.1 | 5.1 | 4.9 | 4.9 | 4.8 | 6 | 4.7 | 6 |  |  |  | 1.2005 | 1.2005 | 1.3889 | 1.5152 | 1.5152
0.83437 | B1) CO2 share in fluegas input (%-vol, dry) | 15 | 15 | 15 | 15 | 15 | 12 | 15 | 12 | 15
| B2) Flue gas temperature (0°C) | 35 | 35 | 35 | 35 | 35 | 30 | 40 | 30 | 40 | B | [6 empty] | Mdkk/MW | Mdkk/MW | dkk/GJ | =Mdkk/PJ
| C1) Heat input (MWh/t CO2-output) | 0.833 | 0.833 | 0.72 | 0.66 | 0.66 | 0.66 | 1 | 0.55 | 0.72 | C |  |  | 0.17078 |  |  |  | INV | FIX-OM | Var-OM
| C2) Eletricity input (MWh/t CO2-output) | 0.03 | 0.03 | 0.025 | 0.023 | 0.02 | 0.025 | 0.035 | 0.017 | 0.025 | D |  | Natural gas: | 0.20502 | t CO2/MWh |  | 0.2278 | 5.6005 | 0.16801 | 1.1785
| C3) Amine make-up (kg/t CO2-output) | 0.3 | 0.3 | 0.2 | 0.15 | 0.1 | 0.15 | 1.5 | 0.05 | 0.3 |  |  |  | 4.8776 | MWh/t CO2 |  |  | 6.3074
Y) Auxiliary products inputs (kg/t CO2-output )
| - Outputs at max capacity | [12 empty] | Year | t CO2/MWh | Capture rate | t CO2 emission/MWh input | INV | FIX-OM | Var-OM | INPUT | EFF | OUTPUT
| A2) CO2 purity prior to post cleaning (% vol) | 97 | 97 | 98 | 99 | 99 | 96 | 98 | 98 | 99 | E | [6 empty] | Mdkk/MW | Mdkk/MW | dkk/GJ | EL/heat |  | Output in given unit/PJ_output
| A3) Total pressure of CO2 gas (kPa(a)) | 160 | 160 | 300 | 400 | 400 | 120 | 300 | 300 | 600 | F |  | Natural gas: | 2020 | 0.20502 | 0.9 | 0.2278 | 5.6005 | 0.16801 | 1.1785 | 0.13169 | 0.92 | 68.7802
| Ax) CO2 capture rate, net (%) | 90 | 90 | 90 | 95 | 95 | 85 | 95 | 92 | 99 | G |  |  | 2030 | 0.20502 | 0.9 | 0.2278 | 4.5822 | 0.13747 | 1.1785 | 0.10975 | 0.93 | 68.0406
| C1) Heat out (MWh/t CO2-output) | 0.833 | 0.833 | 0.72 | 0.66 | 0.66 | 0.66 | 1 | 0.55 | 0.72 |  |  |  | 2050 | 0.20502 | 0.95 | 0.21581 | 3.2156 | 0.096467 | 1.1165 | 0.092674 | 0.94 | 63.7738
| C2) Temperature of heat out (°C) | 60 | 60 | 60 | 70 | 70 | 50 | 80 | 50 | 120 | H |  | This is the required formatting of the table, for implementing CCS to the industry sheets directly
| X) Other Non-energy outputs (kg/t CO2-output) | [14 empty] | Comm-IN | Comm-IN-A | Comm-OUT | Comm-OUT-A | YEAR | START | INPUT | EFF | *COP | LIFE | INVCOST | FIXOM | VAROM | CAP2ACT | AFA | OUTPUT | FLO_MARK | Share-I | VDA_FLOP
| - other technical data | [14 empty] | Input name | Auxiliary Input | Output name | Auxilary Output |  |  | Fixed ELCC | [8 empty] | Output in given unit/PJ_output
| Forced outage (%) | 5 | 5 | 3 | 3 | 3 | 3 | 3 | 3 | 3 | [5 empty] | INDNGA |  | IGDHT | INDGWH | 2020 | 2020 |  | 0.92 |  | 25 | 5.6005 | 0.16801 | 1.1785
| Planned outage (weeks per year) | 3 | 3 | 3 | 2 | 2 | 2 | 4 | 2 | 3 | [6 empty] | INDELC |  | INDGWH | 2020 |  | 0.13169
| Technical lifetime (years) | 25 | 25 | 25 | 25 | 25 | 25 | 25 | 25 | 25 | [8 empty] | INDGWH, CCXCO2 | 2020 | [10 empty] | 68.7802
| Construction time (years) | 2.5 | 2.5 | 2.5 | 2 | 2 | 2 | 4 | 2 | 3 | [8 empty] | INDGWH | 2030 |  |  | 0.93 |  | 25 | 4.5822 | 0.13747 | 1.1785
| Financial data | [15 empty] | INDELC |  | INDGWH | 2030 |  | 0.10975
| Specific investment (mill € /[t CO2 output/hour]) | 3.3 | 3 | 2.7 | 2.4 | 2 | 2.5 | 5 | 1.6 | 2.8 | I | [7 empty] | INDGWH | 2050 |  |  | 0.94 |  | 25 | 3.2156 | 0.096467 | 1.1165
| - hereof capture plant (%) | 50 | 50 | 50 | 50 | 50 |  |  |  |  | J | [5 empty] | INDELC |  | INDGWH | 2050 |  | 0.092674
| - hereof CO₂ compression&dehydration (%) | 10 | 10 | 10 | 10 | 10 |  |  |  |  | K
| - hereof utilities & flue gas integration (%) | 10 | 10 | 10 | 10 | 10 | [7 empty] | Year | t CO2/MWh | Capture rate | t CO2 emission/MWh input | INV | FIX-OM | Var-OM | INPUT | EFF | OUTPUT
| - hereof heat integration (%) | 15 | 15 | 15 | 15 | 15 |  |  |  |  | L | [6 empty] | Mdkk/MW | Mdkk/MW | dkk/GJ | EL/heat |  | Output in given unit/PJ_output
| - hereof Owner's cost (%) | 15 | 15 | 15 | 15 | 15 | [6 empty] | Coal | 2020 | 0.34056 | 0.9 | 0.3784 | 9.303 | 0.27909 | 1.9577 | 0.079281 | 0.89 | 118.1024
| Fixed O&M (mill € /[t CO2 output/Hour]) | 0.099 | 0.09 | 0.081 | 0.072 | 0.06 | 0.075 | 0.15 | 0.048 | 0.084 | M |  |  | 2030 | 0.34056 | 0.9 | 0.3784 | 7.6115 | 0.22835 | 1.9577 | 0.066068 | 0.89 | 118.1024
| Variable O&M (€ per t CO2 output) | 2.5 | 2.5 | 2.5 | 2.5 | 2.5 | 1.5 | 3.5 | 1.5 | 3.5 |  |  |  | 2050 | 0.34056 | 0.95 | 0.35848 | 5.3414 | 0.16024 | 1.8547 | 0.05579 | 0.91 | 109.4274
| Startup cost (€ per startup/[t CO2/hour]) | 25 | 25 | 25 | 25 | 25 | [6 empty] | This is the required formatting of the table, for implementing CCS to the industry sheets directly
| Technology specific data | [14 empty] | Comm-IN | Comm-IN-A | Comm-OUT | Comm-OUT-A | YEAR | START | INPUT | EFF | *COP | LIFE | INVCOST | FIXOM | VAROM | CAP2ACT | AFA | OUTPUT | FLO_MARK | Share-I | VDA_FLOP
| CO₂ compression and dehydration - Electricity input (MWh/t CO₂ output) | 0.1 | 0.1 | 0.085 | 0.075 | 0.075 | 0.09 | 0.11 | 0.07 | 0.09 | N |  |  |  |  | Input name | Auxiliary Input | Output name | Auxilary Output |  |  | Fixed ELCC | [8 empty] | Output in given unit/PJ_output
| CO₂ compression and dehydration - Heat out (MWh/t CO₂ output) | 0.16 | 0.16 | 0.14 | 0.13 | 0.13 | 0.14 | 0.18 | 0.12 | 0.15 | N |  |  |  |  | INDCOA |  | IGDHT | INDGWH | 2020 | 2020 |  | 0.89 |  | 25 | 9.303 | 0.27909 | 1.9577
[17 empty] | INDELC |  | INDGWH | 2020 |  | 0.079281
[19 empty] | INDGWH, CCXCO2 | 2020 | [10 empty] | 118.1024
| Specific investment in dkr/kW C50*$G$4*1000 specific/nominal? investment cost * currency conversion *1000 | 29513.8055 | 26830.7323 | 27937.5 | 27090.9091 | 22575.7576 |  | Heat production capacity | [10 empty] | INDGWH | 2030 |  |  | 0.89 |  | 25 | 7.6115 | 0.22835 | 1.9577
| Specific investment in dkr/unit | 14756902.7611 | 13415366.1465 | 13968750 | 13545454.5455 |  |  | 500 | kW | [7 empty] | INDELC |  | INDGWH | 2030 |  | 0.066068
| FIX O&M dkr/kW C55*$G$4/1000 fixed OM * currency conversion | 885.4142 | 804.922 | 838.125 | 812.7273 | 677.2727 |  | Check against the range for the "Heat production capacity for one unit (kW)" in the first row in the datasheet | [10 empty] | INDGWH | 2050 |  |  | 0.91 |  | 25 | 5.3414 | 0.16024 | 1.8547
| Variable O&M in dkr/GJ C56*$G$4/3,6 Variable OM * currency conversion | 6.2108 | 6.2108 | 7.1856 | 7.8388 | 7.8388 | [10 empty] | INDELC |  | INDGWH | 2050 |  | 0.05579
References
1
2
3
Notes
| A | CC capacity is chosen to match flue gas flow and CO₂ emission from a 100 MWth biomass boiler. Larger capacites available today if required.
| B | The biomass CHP is assumed to be equipped with flue gas condensation, hence flue gas is available at 35 deg. C
| C | Heat is supplied as low pressure steam 3-5 bara and (130-150 deg. C)
| D | Electricity consumption includes additional CC plant, flue gas fan work and cooling water pumps, but no ID cooling tower, other utilities. CO₂ compression and drying not included.
| E | Purity given on wet basis. On dry basis purity is >99.95%vol
| F | CO₂ pressure at outlet flange. Future processes is expected to deliver CO₂ at higher pressure (save compression work)
| G | The CO₂ capture percentage from the flue gas is expected to increase from today's 90% to 95% in 2050.
| H | 20% of heat is available at 80 deg. C, 80% is available at 50 deg C. The reported 60 deg C is an weighed average.
| I | Total cost including site integration and CO₂ compression. CAPEX is expected to decrease by 40% in 2050 as the market develops. Total capital investment is calculated as plant capacity (t CO₂ output/h) multiplied by the specific investment cost
| J | If the CHP is euipped with flue gas condensation to <40 deg C the precooler of the CC plant may be omitted. The CC plant cost can in that case be reduced with 5% and the utility cost with 20% (because of less cooling requirement)
| K | If CO₂ should be delivered liquefied for truck or road transport, a liquefaction plant must be added hence increase this post with 50% + interim storage (specified in chapter on CO₂ transport of Technology Catalogue)
| L | Substantial cost have been included for heat integration which covers steam turbine modification, coupling to district heating net. Heat pump technology for upgrade of low temp waste heat not included.
| M | Fixed O&M is taken as 3% of CAPEX
| N | Assume compression from CC plant outlet pressure to 150 bar and drying to < 50 ppmv H₂O. Specific power consumption decrease with time as CO₂ is delivered at increasingly higher pressure from the CC plant
Post-combustion carbon capture retrofit - 500 MW(th) biomass-fired boiler
Carbon Capture and Storage new 1
| Technology | Post-combustion carbon capture retrofit - 500 MW(th) biomass-fired boiler
|  | 2020 | 2025 | 2030 | 2040 | 2050 | Uncertainty (2025) |  | Uncertainty (2050) |  | Note | Ref
[7 empty] | Lower | Upper | Lower | Upper
Energy/technical data
| Typical total plant capacity (t CO2 output / hour) | 164 | 164 | 164 | 173 | 173 | 155 | 173 | 167 | 180
- Inputs at max capacity
| A) Mass of Fluegas (t/t CO2 output) | 5.1 | 5.1 | 5.1 | 4.8 | 4.8 | 5.4 | 4.8 | 5 | 4.7
| B1) CO2 share in fluegas input (%-vol, dry) | 17 | 17 | 17 | 17 | 17 | 15 | 17 | 15 | 17 |  |  |  | 136.612
| B2) Flue gas temperature (°C) | 35 | 35 | 35 | 35 | 35 | 30 | 40 | 30 | 40 | B
| C1) Heat input (MWh/t CO2-output) | 0.833 | 0.833 | 0.72 | 0.66 | 0.66 | 0.66 | 1 | 0.55 | 0.72 | C
| C2) Eletricity input (MWh/t CO2-output) | 0.03 | 0.03 | 0.025 | 0.023 | 0.02 | 0.025 | 0.035 | 0.017 | 0.025 | D |  |  | 0.17093
| C3) Amine make-up (kg/t CO2-output) | 0.3 | 0.3 | 0.2 | 0.15 | 0.1 | 0.15 | 1.5 | 0.05 | 0.3 |  |  | kt CO2/PJ | 333.4667 | 333.4667 | 385.8025 | 420.8754 | 420.8754
| Y) Auxiliary products inputs (kg/t CO2-output ) | [12 empty] | 1.2005 | 1.2005 | 1.3889 | 1.5152 | 1.5152
- Outputs at max capacity
| A1) CO2 purity prior to post cleaning (% vol) | 97 | 97 | 98 | 99 | 99 | 96 | 98 | 98 | 99 | E
| A2) Total pressure of CO2 gas (kPa(a)) | 160 | 160 | 300 | 400 | 400 | 120 | 300 | 300 | 600 | F |  |  | 0.17093
| A3) CO2 capture rate, net (%) | 90 | 90 | 90 | 95 | 95 | 85 | 95 | 92 | 99 |  |  |  | 0.2052
| C1) Heat out (MWh/t CO2-output) | 0.833 | 0.833 | 0.72 | 0.66 | 0.66 | 0.66 | 1 | 0.55 | 0.72 |  |  |  | 1.2006
| C2) Temperature of heat out (°C) | 60 | 60 | 60 | 70 | 70 | 50 | 80 | 50 | 120 | H
X) Other Non-energy outputs (kg/t CO2-output)
- other technical data
| Forced outage (%) | 5 | 5 | 3 | 3 | 3 | 3 | 3 | 3 | 3
| Planned outage (weeks per year) | 3 | 3 | 3 | 2 | 2 | 2 | 4 | 2 | 3
| Technical lifetime (years) | 25 | 25 | 25 | 25 | 25 | 25 | 25 | 25 | 25
| Construction time (years) | 3 | 3 | 2.5 | 2 | 2 | 2 | 4 | 2 | 3
Financial data
| Specific investment (mill € /[t CO2 output/hour]) | 2.7 | 2.5 | 2.3 | 2 | 1.6 | 2.2 | 3.7 | 1.2 | 2.2 | I
| - hereof capture plant (%) | 50 | 50 | 50 | 50 | 50 |  |  |  |  | J
| - hereof CO₂ compression&dehydration (%) | 10 | 10 | 10 | 10 | 10 |  |  |  |  | K
| - hereof utilities & flue gas integration (%) | 10 | 10 | 10 | 10 | 10 | [7 empty] | 2.7
| - hereof heat integration (%) | 15 | 15 | 15 | 15 | 15 |  |  |  |  | L |  |  | 50
| - hereof Owner's cost (%) | 15 | 15 | 15 | 15 | 15 | [7 empty] | The green should be copied to TIMES:
| Fixed O&M (mill € /[t CO2 output/Hour]) | 0.081 | 0.075 | 0.069 | 0.06 | 0.048 | 0.066 | 0.111 | 0.036 | 0.066 | M |  |  | YEAR | START | EFF | Input~ELCC | LIFE | INVCOST | FIXOM | VAROM | CAP2ACT | AFA | FEMIS~RESSOx | FEMIS~RESNOx | FEMIS~RESCH4 | FEMIS~RESN2O | FEMIS~RESPM
| Variable O&M (€ per t CO2 output) | 2.5 | 2.5 | 2.5 | 2.5 | 2.5 | 1.5 | 3.5 | 1.5 | 3.5 | [8 empty] | Specific investment | Fix OM
| Startup cost (€ per startup/[t CO2/hour]) | 25 | 25 | 25 | 25 | 25 | [6 empty] | Total efficiency, net (%), annual average | [5 empty] | kr/kW | kr/kW/year | kr/GJ | Factor | Factor | g/GJ | g/GJ | g/GJ | g/GJ | g/GJ
| Technology specific data | [11 empty] | 0 | 2020 | 2020 | 0 |  | 0.833 | 24147.6591 | 724.4298 | 6.2108 |  |  | 90 | 60 | 0 | 0 | 0.833
| CO₂ compression and dehydration - Electricity input (MWh/t CO₂ output) | 0.1 | 0.1 | 0.085 | 0.075 | 0.075 | 0.09 | 0.11 | 0.07 | 0.09 | N |  | 0 | 2025 |  | 0 |  | 0.833 | 22358.9436 | 670.7683 | 6.2108 |  |  | 90 | 60 | 0 | 0 | 0.833
| CO₂ compression and dehydration - Heat out (MWh/t CO₂ output) | 0.16 | 0.16 | 0.14 | 0.13 | 0.13 | 0.14 | 0.18 | 0.12 | 0.15 | N |  | 0 | 2030 |  | 0 |  | 0.72 | 23798.6111 | 713.9583 | 7.1856 |  |  | 90 | 60 | 0 | 0 | 0.72
[13 empty] | 0 | 2040 |  | 0 |  | 0.66 | 22575.7576 | 677.2727 | 7.8388 |  |  | 95 | 70 | 0 | 0 | 0.66
[13 empty] | 17 | 2050 |  | 0.17 |  | 0.2 | 713.9583 | 0 | 0 |  |  | 60 | 0 | 3 | 3 | 0
| Specific investment in dkr/kW C50*$G$4*1000 specific/nominal? investment cost * currency conversion *1000 | 24147.6591 | 22358.9436 | 23798.6111 | 22575.7576 | 18060.6061 |  | Heat production capacity
| Specific investment in dkr/unit | 12073829.5318 | 11179471.7887 | 11899305.5556 | 11287878.7879 |  |  | 500 | kW
| FIX O&M dkr/kW C55*$G$4/1000 fixed OM * currency conversion | 724.4298 | 670.7683 | 713.9583 | 677.2727 | 541.8182 |  | Check against the range for the "Heat production capacity for one unit (kW)" in the first row in the datasheet
| Variable O&M in dkr/GJ C56*$G$4/3,6 Variable OM * currency conversion | 6.2108 | 6.2108 | 7.1856 | 7.8388 | 7.8388
References
1
2
3
Notes
| A | CC capacity is chosen to match flue gas flow and CO₂ emission from a 100 MWth biomass boiler. Larger capacites available today if required.
| B | The biomass CHP is assumed to be equipped with flue gas condensation, hence flue gas is available at 35 deg. C
| C | Heat is supplied as low pressure steam 3-5 bara and (130-150 deg. C)
| D | Electricity consumption includes additional CC plant, flue gas fan work and cooling water pumps, but no ID cooling tower, other utilities. CO₂ compression and drying not included.
| E | Purity given on wet basis. On dry basis purity is >99.95%vol
| F | CO₂ pressure at outlet flange. Future processes is expected to deliver CO₂ at higher pressure (save compression work)
| G | The CO₂ capture percentage from the flue gas is expected to increase from today's 90% to 95% in 2050.
| H | 20% of heat is available at 80 deg. C, 80% is available at 50 deg C. The reported 60 deg C is an weighed average.
| I | Total cost including site integration and CO₂ compression. CAPEX is expected to decrease by 40% in 2050 as the market develops. Total capital investment is calculated as plant capacity (t CO₂ output/h) multiplied by the specific investment cost
| J | If the CHP is euipped with flue gas condensation to <40 deg C the precooler of the CC plant may be omitted. The CC plant cost can in that case be reduced with 5% and the utility cost with 20% (because of less cooling requirement)
| K | If CO₂ should be delivered liquefied for truck or road transport, a liquefaction plant must be added hence increase this post with 50% + interim storage (specified in chapter on CO₂ transport of Technology Catalogue)
| L | Substantial cost have been included for heat integration which covers steam turbine modification, coupling to district heating net. Heat pump technology for upgrade of low temp waste heat not included.
| M | Fixed O&M is taken as 3% of CAPEX
| N | Assume compression from CC plant outlet pressure to 150 bar and drying to < 50 ppmv H₂O. Specific power consumption decrease with time as CO₂ is delivered at increasingly higher pressure from the CC plant
Biomass boiler new 3
| Technology | Hot water boiler, Wood Chips | [32 empty] | 2.Commodity production |  | 3.Cement and non-metallic mineral (+Extraction of gravel and stone) |  | 4.Chemical industry |  | 5.Metals, machinery and electronics
| Energy/technical data | 2020 | 2030 | 2040 | 2050 | Uncertainty (2030) |  | Uncertainty (2050) |  | Note | Ref
[6 empty] | Lower | Upper | Lower | Upper
| Heat generation capacity for one unit (MW) | 20 | 20 | 20 | 20 | 1 | 50 | 1 | 50 | A | 3, 10 |  |  | Full application potential |  |  | "x,n" indicate which end-use, n ref. to note" | 1.Food, beverages and tobacco |  | 2.Commodity production |  | 3.Cement and non-metallic mineral (+Extraction of gravel and stone) |  | 4.Chemical industry |  | 5.Metals, machinery and electronics |  |  | Current application potential |  |  | "x,n" indicate which end-use, n ref. to note" | 1.Food, beverages and tobacco |  | Direct % | Indirect % | Direct % | Indirect % | Direct % | Indirect % | Direct % | Indirect %
| Total efficiency, net (%), nominel load | 91 | 91 | 91 | 92 | 90 | 93 | 91 | 94 | B | 5,6,7,8 |  |  | Technology | [14 empty] | Technology | [5 empty] | 0% | 0% | 0% | 0% | 0% | 0% | 0% | 0%
| Total efficiency, net (%), annual average | 90 | 90 | 90 | 91 | 89 | 92 | 90 | 93 |  | 5,6,7,8 |  |  |  | Energy services | End-use | [13 empty] | Energy services | End-use
| Auxiliary electricity consumption (% of heat gen) | 2.3 | 2.3 | 2.3 | 2.3 | 2.2 | 2.5 | 1.8 | 2.5 | C | 3 | [6 empty] | Direct % | Indirect % | Direct % | Indirect % | Direct % | Indirect % | Direct % | Indirect % | Direct % | Indirect % | [5 empty] | Direct % | Indirect %
| Forced outage (%) | 3 | 3 | 3 | 3 | 3 | 3 | 3 | 3 | D | 3 |  |  | Hot water boiler, Wood Chips | High temperature | 6. Firing /Sintering |  | 0% | 0% | 0% | 0% | 0% | 0% | 0% | 0% | 0% | 0% |  | Hot water boiler, Wood Chips | High temperature | 6. Firing /Sintering |  | 0% | 0% | 0% | 14.25% | 0% | 12.5% | 0% | 12.75% | 0% | 10.25%
| Planned outage (weeks per year) | 3 | 3 | 3 | 3 | 2.6 | 3.5 | 2.3 | 3.8 | D | 3 |  |  |  |  | 7. Melting /Casting | [14 empty] | 7. Melting /Casting
| Technical lifetime (years) | 25 | 25 | 25 | 25 | 20 | 35 | 20 | 35 |  | 3,5,8 |  |  |  |  | 9. Other processes >150C | [14 empty] | 9. Other processes >150C
| Construction time (years) | 1 | 1 | 1 | 1 | 0.5 | 1.5 | 0.5 | 1.5 | [5 empty] | Medium temperature | 2. Heating/Boiling | x | 0% | 67% | 0% | 57% | 0% | 50% | 0% | 51% | 0% | 41% |  |  | Medium temperature | 2. Heating/Boiling | x | 0% | 16.75%
| Regulation Ability | [14 empty] | 3. Drying | x | [13 empty] | 3. Drying | x
| Minimum load (% of full load) | 20 | 20 | 20 | 20 | [5 empty] | 3 |  |  |  |  | 4. Dewatering | [14 empty] | 4. Dewatering | x |  |  | 100% | 100% | 100% | 100% | 100% | 100% | 100% | 100%
| Warm start-up time (hours) | 0.3 | 0.3 | 0.3 | 0.3 | [5 empty] | 3 |  |  |  |  | 5. Distillation | x | [13 empty] | 5. Distillation
| Cold start-up time (hours) | 0.5 | 0.5 | 0.5 | 0.5 | [5 empty] | 3 |  |  |  |  | 8.Other processes <150⁰C, | x | [13 empty] | 8.Other processes <150⁰C, | x
| Environment | [13 empty] | Room heat | 12. spatial heating | x | 100% | 100% | 100% | 100% | 100% | 100% | 100% | 100% | 100% | 100% |  |  | Room heat | 12. spatial heating | x | 100% | 100%
| SO2 (g per GJ fuel) | 11 | 11 | 11 | 11 |  |  |  |  | E | 3, 9
| PM2.5 (g per GJ fuel) | 10 | 10 | 10 | 10 | [5 empty] | 9
| NOX (g per GJ fuel) | 63 | 49 | 46 | 41 | [5 empty] | 3, 9
| CH4 (g per GJ fuel) | 11 | 8 | 6 | 4 | [5 empty] | 3, 9
| N2O (g per GJ fuel) | 3 | 3 | 1 | 1 | [5 empty] | 3, 9
Financial data
| Nominal investment (M€ per MW) is the same as k EUR/kW [1000 EUR/kW] | 0.61818 | 0.59091 | 0.56364 | 0.53636 |  |  |  |  | F,G,H | 3,10
| - of which equipment (%) | 60 | 60 | 60 | 60 | [5 empty] | 3
| - of which installation (%) | 40 | 40 | 40 | 40 | [5 empty] | 3
| Fixed O&M (€/MJ/s/year) | 33700 | 35900 | 34800 | 33700 |  |  |  |  | H | 3
| Variable O&M (€/MWh) | 2.779 | 2.825 | 2.848 | 2.848 | [5 empty] | 3
| - of which is electricity costs (€/MWh) | 1.679 | 1.725 | 1.748 | 1.748 |  |  |  |  | I | 3
| - of which is other O&M costs (€/MWh) | 1.1 | 1.1 | 1.1 | 1.1 | [5 empty] | 3
2.779
1.679
| Technology specific data | [12 empty] | The green should be copied to TIMES:
| Indirect investments cost (M€ per MW) | 0.035 | 0.03 | 0.03 | 0.03 |  |  |  |  | J |  |  |  | YEAR | START | EFF | Input~ELCC | LIFE | INVCOST | FIXOM | VAROM | CAP2ACT | AFA | FEMIS~RESSOx | FEMIS~RESNOx | FEMIS~RESCH4 | FEMIS~RESN2O | FEMIS~RESPM
| Non energy gains (M€ per MW) | - | - | - | - |  |  |  |  | K | [8 empty] | Specific investment | Fix OM
| Startup cost (€/MW/startup) | - | - | - | - | [7 empty] | Total efficiency, net (%), annual average | [5 empty] | kr/kW | kr/kW/year | kr/GJ | Factor | Factor | g/GJ | g/GJ | g/GJ | g/GJ | g/GJ
| Carbon capture removal of CO2 emissions (% of emission) | 90 | 90 | 90 | 90 | [5 empty] | 3 |  | 90 | 2020 | 2020 | 0.9 |  | 25 | 4605.4545 | 251.065 | 5.751 |  |  | 11 | 63 | 11 | 3 | 10
| Temperature heat source supply (°C) | [11 empty] | 90 | 2030 |  | 0.9 |  | 25 | 4402.2727 | 267.455 | 5.8462 |  |  | 11 | 49 | 8 | 3 | 10
| Temperature heat source return (°C) | [11 empty] | 90 | 2040 |  | 0.9 |  | 25 | 4199.0909 | 259.26 | 5.8938 |  |  | 11 | 46 | 6 | 1 | 10
| Cooling generation capacity for one unit (MW) | [11 empty] | 91 | 2050 |  | 0.91 |  | 25 | 3995.9091 | 251.065 | 5.8938 |  |  | 11 | 41 | 4 | 1 | 10
| Specific investment in dkr/kW C50*$G$4*1000 specific/nominal? investment cost * currency conversion *1000 | 4605.4545 | 4402.2727 | 4199.0909 | 3995.9091 |  |  | Heat production capacity
| Specific investment in dkr/unit | 2302727.2727 | 2201136.3636 | 2099545.4545 | 1997954.5455 |  |  | 500 | kW
| FIX O&M dkr/kW/year C55*$G$4/1000 fixed OM * currency conversion | 251.065 | 267.455 | 259.26 | 251.065 |  |  | Check against the range for the "Heat production capacity for one unit (kW)" in the first row in the datasheet
| Variable O&M in dkr/GJ C56*$G$4/3,6 Variable OM * currency conversion | 5.751 | 5.8462 | 5.8938 | 5.8938
References
| 1 | Vigants, G., Galindoms, G., Veidenbergs, I., Vigants, E., & Blumberga, D. (2015). Efficiency diagram for district heating system with gas condensing unit. Energy Procedia, 72, 119–126.
| 2 | Danish Energy Agency, Heating installations, 2016 (updated 2018).
| 3 | Danish Energy Agency, Energy Plants for Electricity and District heating generation, 2016 (updated 2019)
| 4 | Applied Technologies of New York, Steam vs hot water boiler, 2016.
| 5 | ETSAP, Industrial Combustion Boilers, IEA ETSAP 2010.
| 6 | Chen, Q., Finney, K., Li, H., Zhang, X., Zhou, J., Sharifi, V., & Swithenbank, J. (2012). Condensing boiler applications in the process industry. Applied Energy, 89(1), 30–36.
| 7 | Vigants, G., Galindoms, G., Veidenbergs, I., Vigants, E., & Blumberga, D. (2015). Efficiency diagram for district heating system with gas condensing unit. Energy Procedia, 72, 119–126.
| 8 | EnergyVortex, ENERGY EFFICIENCY & INDUSTRIAL BOILER EFFICIENCY, 2010
| 9 | Danish Energy Agency, Forudsætninger for samfundsøkonomiske analyser på energiområdet, 2016
| 10 | Tjærborg Industri, Olie og gas kedler, 2019
Notes
| A | Plants for district heating is around 6 MW, and CHP ranging up to 200-300 MW. 20 MW is considered commom in industry
| B | 1 %-point higher for hot water boiler, due to assumed lower flue gas temperature
| C | Assumed slightly higher than gas boiler
| D | Estimated based on gas boiler and wood CHP plant
| E | Will be reduced if carbon capture in installed
| F | Viegand Maagøe A/S experience
| G | Future cost prediction is based on average cost development of other similar technologies.
| H | 5 % higher for wood pellet
| I | The cost of auxiliary electricity consumption is calculated using the following electricity prices in €/MWh: 2020: 73, 2030: 75, 2040: 76, 2050: 76. Includes transport tarif
| J | Relevant for hot water boiler, going from current potential to full potential
| K | Not relevant to this technology
Biomass boiler new 4
| Technology | Hot water boiler, Wood chips (Condensing) | [32 empty] | 2.Commodity production |  | 3.Cement and non-metallic mineral (+Extraction of gravel and stone) |  | 4.Chemical industry |  | 5.Metals, machinery and electronics
| Energy/technical data | 2020 | 2030 | 2040 | 2050 | Uncertainty (2030) |  | Uncertainty (2050) |  | Note | Ref
[6 empty] | Lower | Upper | Lower | Upper
| Heat generation capacity for one unit (MW) | 20 | 20 | 20 | 20 | 1 | 50 | 1 | 50 | A | 3, 10 |  |  | Full application potential |  |  | "x,n" indicate which end-use, n ref. to note" | 1.Food, beverages and tobacco |  | 2.Commodity production |  | 3.Cement and non-metallic mineral (+Extraction of gravel and stone) |  | 4.Chemical industry |  | 5.Metals, machinery and electronics |  |  | Current application potential |  |  | "x,n" indicate which end-use, n ref. to note" | 1.Food, beverages and tobacco |  | Direct % | Indirect % | Direct % | Indirect % | Direct % | Indirect % | Direct % | Indirect %
| Total efficiency, net (%), nominel load | 116.1896 | 116.1896 | 116.1896 | 116.1896 | 88 | 117 | 88 | 117 | L,M | 11 |  |  | Technology | [14 empty] | Technology | [5 empty] | 0% | 0% | 0% | 0% | 0% | 0% | 0% | 0%
| Total efficiency, net (%), annual average | 116.1896 | 116.1896 | 116.1896 | 116.1896 | 88 | 117 | 88 | 117 | L,M | 11 |  |  |  | Energy services | End-use | [13 empty] | Energy services | End-use
| Auxiliary electricity consumption (% of heat gen) | 2.3 | 2.3 | 2.3 | 2.3 | 2.2 | 2.5 | 1.8 | 2.5 | B | 3 | [6 empty] | Direct % | Indirect % | Direct % | Indirect % | Direct % | Indirect % | Direct % | Indirect % | Direct % | Indirect % | [5 empty] | Direct % | Indirect %
| Forced outage (%) | 3 | 3 | 3 | 3 | 3 | 3 | 3 | 3 | C | 3 |  |  | Hot water boiler, Wood chips (Condensing) | High temperature | 6. Firing /Sintering |  | 0% | 0% | 0% | 0% | 0% | 0% | 0% | 0% | 0% | 0% |  | Hot water boiler, Wood chips (Condensing) | High temperature | 6. Firing /Sintering |  | 0% | 0% | 0% | 0% | 0% | 0% | 0% | 1.5% | 0% | 0%
| Planned outage (weeks per year) | 3 | 3 | 3 | 3 | 2.6 | 3.5 | 2.3 | 3.8 | C | 3 |  |  |  |  | 7. Melting /Casting | [14 empty] | 7. Melting /Casting
| Technical lifetime (years) | 25 | 25 | 25 | 25 | 20 | 35 | 20 | 35 |  | 3,5,8 |  |  |  |  | 9. Other processes >150C | [14 empty] | 9. Other processes >150C
| Construction time (years) | 1 | 1 | 1 | 1 | 0.5 | 1.5 | 0.5 | 1.5 | [5 empty] | Medium temperature | 2. Heating/Boiling | x | 0% | 17% | 0% | 0% | 0% | 0% | 0% | 6% | 0% | 0% |  |  | Medium temperature | 2. Heating/Boiling | x | 0% | 4.25%
| Regulation Ability | [14 empty] | 3. Drying | x | [13 empty] | 3. Drying | x
| Minimum load (% of full load) | 20 | 20 | 20 | 20 | [5 empty] | 3 |  |  |  |  | 4. Dewatering | [14 empty] | 4. Dewatering | x |  |  | 0% | 0% | 0% | 0% | 100% | 100% | 0% | 0%
| Warm start-up time (hours) | 0.3 | 0.3 | 0.3 | 0.3 | [5 empty] | 3 |  |  |  |  | 5. Distillation | x | [13 empty] | 5. Distillation
| Cold start-up time (hours) | 0.5 | 0.5 | 0.5 | 0.5 | [5 empty] | 3 |  |  |  |  | 8.Other processes <150⁰C, | x | [13 empty] | 8.Other processes <150⁰C, | x
| Environment | [13 empty] | Room heat | 12. spatial heating | x | 100% | 100% | 0% | 0% | 0% | 0% | 100% | 100% | 0% | 0% |  |  | Room heat | 12. spatial heating | x | 100% | 100%
| SO2 (g per GJ fuel) | 11 | 11 | 11 | 11 |  |  |  |  | D | 3, 9
| PM2.5 (g per GJ fuel) | 10 | 10 | 10 | 10 | [5 empty] | 9
| NOX (g per GJ fuel) | 63 | 49 | 46 | 41 | [5 empty] | 3, 9
| CH4 (g per GJ fuel) | 11 | 8 | 6 | 4 | [5 empty] | 3, 9
| N2O (g per GJ fuel) | 3 | 3 | 1 | 1 | [5 empty] | 3, 9
Financial data
| Nominal investment (M€ per MW) is the same as k EUR/kW [1000 EUR/kW] | 0.68 | 0.65 | 0.62 | 0.59 |  |  |  |  | E,F,G | 3,10
| - of which equipment (%) | 65 | 65 | 65 | 65 | [5 empty] | 3
| - of which installation (%) | 35 | 35 | 35 | 35 | [5 empty] | 3
| Fixed O&M (€/MJ/s/year) | 37000 | 35900 | 34800 | 33700 |  |  |  |  | G | 3
| Variable O&M (€/MWh) | 2.779 | 2.825 | 2.848 | 2.848 | [5 empty] | 3
| - of which is electricity costs (€/MWh) | 1.679 | 1.725 | 1.748 | 1.748 |  |  |  |  | H | 3
| - of which is other O&M costs (€/MWh) | 1.1 | 1.1 | 1.1 | 1.1 | [5 empty] | 3
2.779
1.679
| Technology specific data | [12 empty] | The green should be copied to TIMES:
| Indirect investments cost (M€ per MW) | 0.035 | 0.03 | 0.03 | 0.03 |  |  |  |  | I |  |  |  | YEAR | START | EFF | Input~ELCC | LIFE | INVCOST | FIXOM | VAROM | CAP2ACT | AFA | FEMIS~RESSOx | FEMIS~RESNOx | FEMIS~RESCH4 | FEMIS~RESN2O | FEMIS~RESPM
| Non energy gains (M€ per MW) | - | - | - | - |  |  |  |  | J | [8 empty] | Specific investment | Fix OM
| Startup cost (€/MW/startup) | - | - | - | - | [7 empty] | Total efficiency, net (%), annual average | [5 empty] | kr/kW | kr/kW/year | kr/GJ | Factor | Factor | g/GJ | g/GJ | g/GJ | g/GJ | g/GJ
| Carbon capture removal of CO2 emissions (% of emission) | 90 | 90 | 90 | 90 | [5 empty] | 3 |  | 116.1896 | 2020 | 2020 | 1.1619 |  | 25 | 5066 | 275.65 | 5.751 |  |  | 11 | 63 | 11 | 3 | 10
| Temperature heat source supply (°C) | [11 empty] | 116.1896 | 2030 |  | 1.1619 |  | 25 | 4842.5 | 267.455 | 5.8462 |  |  | 11 | 49 | 8 | 3 | 10
| Temperature heat source return (°C) | [11 empty] | 116.1896 | 2040 |  | 1.1619 |  | 25 | 4619 | 259.26 | 5.8938 |  |  | 11 | 46 | 6 | 1 | 10
| Cooling generation capacity for one unit (MW) | [11 empty] | 116.1896 | 2050 |  | 1.1619 |  | 25 | 4395.5 | 251.065 | 5.8938 |  |  | 11 | 41 | 4 | 1 | 10
| Specific investment in dkr/kW C50*$G$4*1000 specific/nominal? investment cost * currency conversion *1000 | 5066 | 4842.5 | 4619 | 4395.5 |  |  | Heat production capacity
| Specific investment in dkr/unit | 2533000 | 2421250 | 2309500 | 2197750 |  |  | 500 | kW
| FIX O&M dkr/kW/year C55*$G$4/1000 fixed OM * currency conversion | 275.65 | 267.455 | 259.26 | 251.065 |  |  | Check against the range for the "Heat production capacity for one unit (kW)" in the first row in the datasheet
| Variable O&M in dkr/GJ C56*$G$4/3,6 Variable OM * currency conversion | 5.751 | 5.8462 | 5.8938 | 5.8938
References
| 1 | Vigants, G., Galindoms, G., Veidenbergs, I., Vigants, E., & Blumberga, D. (2015). Efficiency diagram for district heating system with gas condensing unit. Energy Procedia, 72, 119–126.
| 2 | Danish Energy Agency, Heating installations, 2016 (updated 2018).
| 3 | Danish Energy Agency, Energy Plants for Electricity and District heating generation, 2016 (updated 2019)
| 4 | Applied Technologies of New York, Steam vs hot water boiler, 2016.
| 5 | ETSAP, Industrial Combustion Boilers, IEA ETSAP 2010.
| 6 | Chen, Q., Finney, K., Li, H., Zhang, X., Zhou, J., Sharifi, V., & Swithenbank, J. (2012). Condensing boiler applications in the process industry. Applied Energy, 89(1), 30–36.
| 7 | Vigants, G., Galindoms, G., Veidenbergs, I., Vigants, E., & Blumberga, D. (2015). Efficiency diagram for district heating system with gas condensing unit. Energy Procedia, 72, 119–126.
| 8 | EnergyVortex, ENERGY EFFICIENCY & INDUSTRIAL BOILER EFFICIENCY, 2010
| 9 | Danish Energy Agency, Forudsætninger for samfundsøkonomiske analyser på energiområdet, 2016
| 10 | Tjærborg Industri, Olie og gas kedler, 2019
Notes
| A | Plants for district heating is around 6 MW, and CHP ranging up to 200-300 MW. 20 MW is considered commom in industry
| B | 1 %-point higher for hot water boiler, due to assumed lower flue gas temperature
| C | Assumed slightly higher than gas boiler
| D | Estimated based on gas boiler and wood CHP plant
| E | Will be reduced if carbon capture in installed
| F | Viegand Maagøe A/S experience
| G | Future cost prediction is based on average cost development of other similar technologies.
| H | 5 % higher for wood pellet
| I | The cost of auxiliary electricity consumption is calculated using the following electricity prices in €/MWh: 2020: 73, 2030: 75, 2040: 76, 2050: 76. Includes transport tarif
| J | Relevant for hot water boiler, going from current potential to full potential
| K | Not relevant to this technology
Note on T18: Andreas Helk ¦ Viegand Maagøe: CCS cost american tech sheet
Note on Z26: Andreas Helk ¦ Viegand Maagøe: For heat pumps the COP value is loaded here for calculating the input shares. (* means that TIMES does not read the column)
Note on AF26: Andreas Helk ¦ Viegand Maagøe: Consider looking into updating these
Note on Z42: Andreas Helk ¦ Viegand Maagøe: For heat pumps the COP value is loaded here for calculating the input shares. (* means that TIMES does not read the column)
Note on AF42: Andreas Helk ¦ Viegand Maagøe: Consider looking into updating these
Note on B47: Andreas Helk ¦ Viegand Maagøe: Has to be multiplied by the specific boiler efficiency
Note on B49: Andreas Helk ¦ Viegand Maagøe: Has to be multiplied by the specific boiler efficiency
Note on B50: Andreas Helk ¦ Viegand Maagøe: Has to be multiplied by the specific boiler efficiency
Note on B127: Andreas Helk ¦ Viegand Maagøe: Has to be multiplied by the specific boiler efficiency
Note on B129: Andreas Helk ¦ Viegand Maagøe: Has to be multiplied by the specific boiler efficiency
Note on B130: Andreas Helk ¦ Viegand Maagøe: Has to be multiplied by the specific boiler efficiency

## Oil-fired boiler_NEW
Oil boiler
|  |  |  | Currency | 7.45 | kr/€ | [10 empty] | 1.Food, beverages and tobacco | 2.Commodity production | 3.Cement and non-metallic mineral (+Extraction of gravel and stone) | 4.Chemical industry | 5.Metals, machinery and electronics
oil boiler new 1
[13 empty] | 1 | 2 | 3 | 4 | 5 | 6 | 7 | 8 | 9 | 10 | 11 | 12 | 13 | 14 | 15 | 16
| Technology | Steam boiler, Oil | [10 empty] | 1: Full application potential; 4: "x,n" indicate which end-use, n ref. to note"; 5: 1.Food, beverages and tobacco; 7: 2.Commodity production; 9: 3.Cement and non-metallic mineral (+Extraction of gravel and stone); 11: 4.Chemical industry; 13: 5.Metals, machinery and electronics; 15: Others | Current application potential |  |  | "x,n" indicate which end-use, n ref. to note" | 1.Food, beverages and tobacco |  | 2.Commodity production |  | 3.Cement and non-metallic mineral (+Extraction of gravel and stone) |  | 4.Chemical industry |  | 5.Metals, machinery and electronics
| Energy/technical data | 2020 | 2030 | 2040 | 2050 | Uncertainty (2030) |  | Uncertainty (2050) |  | Note | Ref |  | 1: Technology | Technology
[6 empty] | Lower | Upper | Lower | Upper |  |  |  | 2: Energy services; 3: End-use |  | Energy services | End-use
| Heat generation capacity for one unit (MW) multiply by 1000 to get kW [kW] | 20000 | 20000 | 20000 | 20000 | 1000 | 50000 | 1000 | 50000 | A | 3, 10 | [5 empty] | Direct % | Indirect % | Direct % | Indirect % | Direct % | Indirect % | Direct % | Indirect % | Direct % | Indirect % | Direct % | Indirect % |  |  |  |  | Direct % | Indirect % | Direct % | Indirect % | Direct % | Indirect % | Direct % | Indirect % | Direct % | Indirect %
| Total efficiency, net (%), nominel load | 95 | 96 | 97 | 97 | 90 | 98 | 90 | 98 | B | 5,6,7,8 |  | Steam boiler, Oil | High temperature | 6. Firing /Sintering |  | 0% | 100% | 0% | 100% | 0% | 100% | 0% | 100% | 0% | 100% | 100% | 100% | Steam boiler, Oil | High temperature | 6. Firing /Sintering |  | 0% | 100% | 0% | 100% | 0% | 100% | 0% | 100% | 0% | 100%
| Total efficiency, net (%), annual average | 94 | 95 | 96 | 96 | 89 | 97 | 89 | 97 |  | 5,6,7,8 |  | 3: 7. Melting /Casting |  |  | 7. Melting /Casting
| Auxiliary electricity consumption (% of heat gen) | 0.14 | 0.12 | 0.11 | 0.1 | 0.1 | 0.14 | 0.08 | 0.12 | C | 3 |  | 3: 9. Other processes >150C |  |  | 9. Other processes >150C
| Forced outage (%) | 1.1 | 1.1 | 1.1 | 1.1 | 0.09 | 2.1 | 0.09 | 2.1 | D | 3 |  |  | Medium temperature | 2. Heating/Boiling | x | 0% | 100% | 0% | 100% | 0% | 97% | 0% | 100% | 0% | 100% | 100% | 100% |  | Medium temperature | 2. Heating/Boiling | x | 0% | 100% | 0% | 100% | 0% | 97% | 0% | 100% | 0% | 100%
| Planned outage (weeks per year) | 0.6 | 0.6 | 0.6 | 0.6 | 0.5 | 0.8 | 0.5 | 0.8 | D | 3 |  | 3: 3. Drying; 4: x |  |  | 3. Drying | x
| Technical lifetime (years) | 25 | 25 | 25 | 25 | 20 | 30 | 20 | 30 |  | 3,5,8 |  | 3: 4. Dewatering; 4: x |  |  | 4. Dewatering | x
| Construction time (years) | 0.5 | 0.5 | 0.5 | 0.5 | 0.2 | 0.7 | 0.2 | 0.7 |  |  |  | 3: 5. Distillation; 4: x |  |  | 5. Distillation | x
| Regulation Ability | [11 empty] | 3: 8.Other processes <150⁰C,; 4: x |  |  | 8.Other processes <150⁰C, | x
| Minimum load (% of full load) | 15 | 15 | 15 | 15 | [5 empty] | 3 |  |  | Room heat | 12. spatial heating | x | 100% | 100% | 100% | 100% | 100% | 100% | 100% | 100% | 100% | 100% | 100% | 100% |  | Room heat | 12. spatial heating | x | 100% | 100% | 100% | 100% | 100% | 100% | 100% | 100% | 100% | 100%
| Warm start-up time (hours) | 0.1 | 0.1 | 0.1 | 0.1 | [5 empty] | 3
| Cold start-up time (hours) | 0.4 | 0.4 | 0.4 | 0.4 | [5 empty] | 3
Environment
| SO2 (g per GJ fuel) | 0.5 | 0.5 | 0.5 | 0.5 |  |  |  |  | E | 3, 9
| PM2.5 (g per GJ fuel) | 0.1 | 0.1 | 0.1 | 0.1 | [5 empty] | 9
| NOX (g per GJ fuel) | 25 | 20 | 18 | 15 | [5 empty] | 3, 9 |  | 5: 0.5; 6: 0.5; 7: 0.5
| CH4 (g per GJ fuel) | 0 | 0 | 0 | 0 | [5 empty] | 3, 9
| N2O (g per GJ fuel) | 0 | 0 | 0 | 0 | [5 empty] | 3, 9
Financial data
| Nominal investment (M€ per MW) is the same as k EUR/kW [1000 EUR/kW] | 0.055 | 0.046576 | 0.0446 | 0.044046 |  |  |  |  | F,G,H | 3,10
| - of which equipment (%) | 60 | 60 | 60 | 60 | [5 empty] | 3
| - of which installation (%) | 40 | 40 | 40 | 40 | [5 empty] | 3
| Fixed O&M (€/MJ/s/year) divide by 1000 to get EUR/kW/year [EUR/kW/year] | 1.8 | 1.7 | 1.6 | 1.5 | [5 empty] | 3
| Variable O&M (€/MWh) divide by 3,6 to get EUR/GJ [EUR/GJ] | 0.27778 | 0.25 | 0.25 | 0.25 | [5 empty] | 3 |  | 1: 0.27778
fuel? | - of which is electricity costs (€/MWh) | 0.1022 | 0.09 | 0.0836 | 0.076 |  |  |  |  | I | 3 |  | 1: 0.1022
| - of which is other O&M costs (€/MWh) | 0.8978 | 0.81 | 0.8164 | 0.824 | [5 empty] | 3 |  | 1: The green should be copied to TIMES:
[13 empty] | YEAR | START | EFF | Input~ELCC | LIFE | INVCOST | FIXOM | VAROM | CAP2ACT | AFA | FEMIS~RESSOx | FEMIS~RESNOx | FEMIS~RESCH4 | FEMIS~RESN2O | FEMIS~RESPM
[18 empty] | Specific investment | Fix OM
| Technology specific data | [10 empty] | Total efficiency, net (%), annual average | [5 empty] | 1000 kr/kW | kr/kW/year | kr/GJ | Factor | Factor | g/GJ | g/GJ | g/GJ | g/GJ | g/GJ
| Indirect investments cost (M€ per MW) | - | - | - | - |  |  |  |  | J |  | 94 | 2020 | 2020 | 0.94 |  | 25 | 409.75 | 13.41 | 2.0694 |  |  | 0.5 | 25 | 0 | 0 | 0.1
| Non energy gains (M€ per MW) | - | - | - | - |  |  |  |  | J |  | 95 | 2030 |  | 0.95 |  | 25 | 346.994 | 12.665 | 1.8625 |  |  | 0.5 | 20 | 0 | 0 | 0.1
| Startup cost (€/MW/startup) | - | - | - | - | [6 empty] | 96 | 2040 |  | 0.96 |  | 25 | 332.27 | 11.92 | 1.8625 |  |  | 0.5 | 18 | 0 | 0 | 0.1
| Carbon capture removal of CO2 emissions (% of emission) | 90 | 90 | 90 | 90 | [5 empty] | 3 | 96 | 2050 |  | 0.96 |  | 25 | 328.1399 | 11.175 | 1.8625 |  |  | 0.5 | 15 | 0 | 0 | 0.1
| Temperature heat source supply (°C) | - | - | - | -
| Temperature heat source return (°C) | - | - | - | - | bar: 3
| Cooling generation capacity for one unit (MW) | - | - | - | -
| Specific investment in dkr/kW C50*$G$4*1000 specific/nominal? investment cost * currency conversion *1000 | 409.75 | 346.994 | 332.27 | 328.1399 |  |  | Heat production capacity
| Specific investment in dkr/unit | 204875 | 173497.0173 | 166135 | 164069.9288 |  |  | 500 | kW
| FIX O&M dkr/kW/year C55*$G$4 fixed OM * currency conversion | 13.41 | 12.665 | 11.92 | 11.175 |  |  | Check against the range for the "Heat production capacity for one unit (kW)" in the first row in the datasheet
| Variable O&M in dkr/GJ C56*$G$4 Variable OM * currency conversion | 2.0694 | 1.8625 | 1.8625 | 1.8625
References
| 1 | Vigants, G., Galindoms, G., Veidenbergs, I., Vigants, E., & Blumberga, D. (2015). Efficiency diagram for district heating system with gas condensing unit. Energy Procedia, 72, 119–126.
| 2 | Danish Energy Agency, Heating installations, 2016 (updated 2018).
| 3 | Danish Energy Agency, Energy Plants for Electricity and District heating generation, 2016 (updated 2019)
| 4 | Applied Technologies of New York, Steam vs hot water boiler, 2016.
| 5 | ETSAP, Industrial Combustion Boilers, IEA ETSAP 2010.
| 6 | Chen, Q., Finney, K., Li, H., Zhang, X., Zhou, J., Sharifi, V., & Swithenbank, J. (2012). Condensing boiler applications in the process industry. Applied Energy, 89(1), 30–36.
| 7 | Vigants, G., Galindoms, G., Veidenbergs, I., Vigants, E., & Blumberga, D. (2015). Efficiency diagram for district heating system with gas condensing unit. Energy Procedia, 72, 119–126.
| 8 | EnergyVortex, ENERGY EFFICIENCY & INDUSTRIAL BOILER EFFICIENCY, 2010
| 9 | Danish Energy Agency, Forudsætninger for samfundsøkonomiske analyser på energiområdet, 2016
| 10 | Tjærborg Industri, Olie og gas kedler, 2019
Notes
| A | Ranges from 0,5 to 50. Typical value of 20 MW
| B | 1 %-point higher for hot water boiler, due to assumed lower flue gas temperature
| C | Will be reduced if carbon capture in installed
| D | 20 %-point lower for hot water boiler
| E | The cost of auxiliary electricity consumption is calculated using the following electricity prices in €/MWh: 2020: 73, 2030: 75, 2040: 76, 2050: 76. Includes transport tarif
| F | Not relevant to this technology
oil boiler new 2
[13 empty] | 1 | 2 | 3 | 4 | 5 | 6 | 7 | 8 | 9 | 10 | 11 | 12 | 13 | 14
| Technology | Hot water boiler, Oil | [10 empty] | 1: Full application potential; 4: "x,n" indicate which end-use, n ref. to note"; 5: 1.Food, beverages and tobacco; 7: 2.Commodity production; 9: 3.Cement and non-metallic mineral (+Extraction of gravel and stone); 11: 4.Chemical industry; 13: 5.Metals, machinery and electronics |  | Current application potential |  |  | "x,n" indicate which end-use, n ref. to note" | 1.Food, beverages and tobacco |  | 2.Commodity production |  | 3.Cement and non-metallic mineral (+Extraction of gravel and stone) |  | 4.Chemical industry |  | 5.Metals, machinery and electronics
| Energy/technical data | 2020 | 2030 | 2040 | 2050 | Uncertainty (2030) |  | Uncertainty (2050) |  | Note | Ref |  | 1: Technology |  | Technology
[6 empty] | Lower | Upper | Lower | Upper |  |  |  | 2: Energy services; 3: End-use |  |  | Energy services | End-use
| Heat generation capacity for one unit (MW) | 20000 | 20000 | 20000 | 20000 | 1000 | 50000 | 1000 | 50000 | A | 3, 10 | [5 empty] | Direct % | Indirect % | Direct % | Indirect % | Direct % | Indirect % | Direct % | Indirect % | Direct % | Indirect % | [5 empty] | Direct % | Indirect % | Direct % | Indirect % | Direct % | Indirect % | Direct % | Indirect % | Direct % | Indirect %
| Total efficiency, net (%), nominel load | 96 | 97 | 98 | 98 | 90 | 98 | 90 | 98 | B | 5,6,7,8 |  | Hot water boiler, Oil | High temperature | 6. Firing /Sintering |  | 0% | 0% | 0% | 0% | 0% | 0% | 0% | 0% | 0% | 0% |  | Hot water boiler, Oil | High temperature | 6. Firing /Sintering |  | 0% | 0% | 0% | 0% | 0% | 0% | 0% | 0% | 0% | 0%
| Total efficiency, net (%), annual average | 95 | 96 | 97 | 97 | 89 | 97 | 89 | 97 |  | 5,6,7,8 |  | 3: 7. Melting /Casting |  |  |  | 7. Melting /Casting
| Auxiliary electricity consumption (% of heat gen) | 0.14 | 0.12 | 0.11 | 0.1 | 0.1 | 0.14 | 0.08 | 0.12 | C | 3 |  | 3: 9. Other processes >150C |  |  |  | 9. Other processes >150C
| Forced outage (%) | 1.1 | 1.1 | 1.1 | 1.1 | 0.09 | 2.1 | 0.09 | 2.1 | D | 3 |  |  | Medium temperature | 2. Heating/Boiling | x | 0% | 67% | 0% | 57% | 0% | 50% | 0% | 51% | 0% | 41% |  |  | Medium temperature | 2. Heating/Boiling | x | 0% | 16.75% | 0% | 14.25% | 0% | 12.5% | 0% | 12.75% | 0% | 10.25%
| Planned outage (weeks per year) | 0.6 | 0.6 | 0.6 | 0.6 | 0.5 | 0.8 | 0.5 | 0.8 | D | 3 |  | 3: 3. Drying; 4: x |  |  |  | 3. Drying | x
| Technical lifetime (years) | 25 | 25 | 25 | 25 | 20 | 30 | 20 | 30 |  | 3,5,8 |  | 3: 4. Dewatering |  |  |  | 4. Dewatering | x
| Construction time (years) | 0.5 | 0.5 | 0.5 | 0.5 | 0.2 | 0.7 | 0.2 | 0.7 |  |  |  | 3: 5. Distillation; 4: x |  |  |  | 5. Distillation | x
| Regulation Ability | [11 empty] | 3: 8.Other processes <150⁰C,; 4: x |  |  |  | 8.Other processes <150⁰C, | x
| Minimum load (% of full load) | 15 | 15 | 15 | 15 | [5 empty] | 3 |  |  | Room heat | 12. spatial heating | x | 100% | 100% | 100% | 100% | 100% | 100% | 100% | 100% | 100% | 100% |  |  | Room heat | 12. spatial heating | x | 100% | 100% | 100% | 100% | 100% | 100% | 100% | 100% | 100% | 100%
| Warm start-up time (hours) | 0.1 | 0.1 | 0.1 | 0.1 | [5 empty] | 3
| Cold start-up time (hours) | 0.4 | 0.4 | 0.4 | 0.4 | [5 empty] | 3
Environment
| SO2 (g per GJ fuel) | 0.5 | 0.5 | 0.5 | 0.5 |  |  |  |  | E | 3, 9
| PM2.5 (g per GJ fuel) | 0.1 | 0.1 | 0.1 | 0.1 | [5 empty] | 9
| NOX (g per GJ fuel) | 25 | 20 | 18 | 15 | [5 empty] | 3, 9
| CH4 (g per GJ fuel) | 0 | 0 | 0 | 0 | [5 empty] | 3, 9
| N2O (g per GJ fuel) | 0 | 0 | 0 | 0 | [5 empty] | 3, 9
Financial data
| Nominal investment (M€ per MW) is the same as k EUR/kW | 0.044 | 0.037261 | 0.03568 | 0.035236 |  |  |  |  | F,G,H | 3,10
| - of which equipment (%) | 60 | 60 | 60 | 60 | [5 empty] | 3
| - of which installation (%) | 40 | 40 | 40 | 40 | [5 empty] | 3
| Fixed O&M (€/MJ/s/year) divide by 1000 to get EUR/kW/year | 1.8 | 1.7 | 1.6 | 1.5 | [5 empty] | 3
| Variable O&M (€/MWh) divide by 3,6 to get EUR/GJ | 0.27778 | 0.25 | 0.25 | 0.25 | [5 empty] | 3 |  | 1: 0.27778
| - of which is electricity costs (€/MWh) | 0.1022 | 0.09 | 0.0836 | 0.076 |  |  |  |  | I | 3 |  | 1: 0.1022
| - of which is other O&M costs (€/MWh) | 0.8978 | 0.81 | 0.8164 | 0.824 | [5 empty] | 3 |  | 1: The green should be copied to TIMES:
[13 empty] | YEAR | START | EFF | Input~ELCC | LIFE | INVCOST | FIXOM | VAROM | CAP2ACT | AFA | FEMIS~RESSOx | FEMIS~RESNOx | FEMIS~RESCH4 | FEMIS~RESN2O | FEMIS~RESPM
[18 empty] | Specific investment | Fix OM
| Technology specific data | [10 empty] | Total efficiency, net (%), annual average | [5 empty] | kr/kW | kr/kW/year | kr/GJ | Factor | Factor | g/GJ | g/GJ | g/GJ | g/GJ | g/GJ
| Indirect investments cost (M€ per MW) | 0.035 | 0.03 | 0.03 | 0.03 |  |  |  |  | J |  | 95 | 2020 | 2020 | 0.95 |  | 25 | 327.8 | 13.41 | 2.0694 |  |  | 0.5 | 25 | 0 | 0 | 0.1
| Non energy gains (M€ per MW) | - | - | - | - |  |  |  |  | K |  | 96 | 2030 |  | 0.96 |  | 25 | 277.5952 | 12.665 | 1.8625 |  |  | 0.5 | 20 | 0 | 0 | 0.1
| Startup cost (€/MW/startup) | - | - | - | - | [6 empty] | 97 | 2040 |  | 0.97 |  | 25 | 265.816 | 11.92 | 1.8625 |  |  | 0.5 | 18 | 0 | 0 | 0.1
| Carbon capture removal of CO2 emissions (% of emission) | 90 | 90 | 90 | 90 | [5 empty] | 3 | 97 | 2050 |  | 0.97 |  | 25 | 262.5119 | 11.175 | 1.8625 |  |  | 0.5 | 15 | 0 | 0 | 0.1
Temperature heat source supply (°C)
Temperature heat source return (°C)
Cooling generation capacity for one unit (MW)
| Specific investment in dkr/kW C50*$G$4*1000 specific/nominal? investment cost * currency conversion *1000 | 327.8 | 277.5952 | 265.816 | 262.5119 |  |  | Heat production capacity
| Specific investment in dkr/unit | 163900 | 138797.6138 | 132908 | 131255.943 |  |  | 500 | kW
| FIX O&M dkr/kW/year C55*$G$4 fixed OM * currency conversion | 13.41 | 12.665 | 11.92 | 11.175 |  |  | Check against the range for the "Heat production capacity for one unit (kW)" in the first row in the datasheet
| Variable O&M in dkr/GJ C56*$G$4 Variable OM * currency conversion | 2.0694 | 1.8625 | 1.8625 | 1.8625
References
| 1 | Vigants, G., Galindoms, G., Veidenbergs, I., Vigants, E., & Blumberga, D. (2015). Efficiency diagram for district heating system with gas condensing unit. Energy Procedia, 72, 119–126.
| 2 | Danish Energy Agency, Heating installations, 2016 (updated 2018).
| 3 | Danish Energy Agency, Energy Plants for Electricity and District heating generation, 2016 (updated 2019)
| 4 | Applied Technologies of New York, Steam vs hot water boiler, 2016.
| 5 | ETSAP, Industrial Combustion Boilers, IEA ETSAP 2010.
| 6 | Chen, Q., Finney, K., Li, H., Zhang, X., Zhou, J., Sharifi, V., & Swithenbank, J. (2012). Condensing boiler applications in the process industry. Applied Energy, 89(1), 30–36.
| 7 | Vigants, G., Galindoms, G., Veidenbergs, I., Vigants, E., & Blumberga, D. (2015). Efficiency diagram for district heating system with gas condensing unit. Energy Procedia, 72, 119–126.
| 8 | EnergyVortex, ENERGY EFFICIENCY & INDUSTRIAL BOILER EFFICIENCY, 2010
| 9 | Danish Energy Agency, Forudsætninger for samfundsøkonomiske analyser på energiområdet, 2016
| 10 | Tjærborg Industri, Olie og gas kedler, 2019
Notes
| A | Ranges from 0,5 to 50. Typical value of 20 MW
| B | 1 %-point higher for hot water boiler, due to assumed lower flue gas temperature
| C | Will be reduced if carbon capture in installed
| D | 20 %-point lower for hot water boiler
| E | The cost of auxiliary electricity consumption is calculated using the following electricity prices in €/MWh: 2020: 73, 2030: 75, 2040: 76, 2050: 76. Includes transport tarif
| F | Not relevant to this technology

## Natural gas boiler_New
2. Natural gas boiler
|  |  |  | Currency | 7.45 | kr/€
gas boiler new 1
[13 empty] | 1 | 2 | 3 | 4 | 5 | 6 | 7 | 8 | 9 | 10 | 11 | 12 | 13 | 14 | 15 | 16
| Technology | Steam boiler, Natural gas or biogas | [10 empty] | 1: Full application potential; 4: "x,n" indicate which end-use, n ref. to note"; 5: 1.Food, beverages and tobacco; 7: 2.Commodity production; 9: 3.Cement and non-metallic mineral (+Extraction of gravel and stone); 11: 4.Chemical industry; 13: 5.Metals, machinery and electronics; 15: Others | Current application potential |  |  | "x,n" indicate which end-use, n ref. to note" | 1.Food, beverages and tobacco |  | 2.Commodity production |  | 3.Cement and non-metallic mineral (+Extraction of gravel and stone) |  | 4.Chemical industry |  | 5.Metals, machinery and electronics
| Energy/technical data | 2020 | 2030 | 2040 | 2050 | Uncertainty (2030) |  | Uncertainty (2050) |  | Note | Ref |  | 1: Technology | Technology
[6 empty] | Lower | Upper | Lower | Upper |  |  |  | 2: Energy services; 3: End-use |  | Energy services | End-use
| Heat generation capacity for one unit (MW) multiply by 1000 to get kW [kW] | 20000 | 20000 | 20000 | 20000 | 1000 | 50000 | 1000 | 50000 | A | 3, 10 | [5 empty] | Direct % | Indirect % | Direct % | Indirect % | Direct % | Indirect % | Direct % | Indirect % | Direct % | Indirect % | Direct % | Indirect % |  |  |  |  | Direct % | Indirect % | Direct % | Indirect % | Direct % | Indirect % | Direct % | Indirect % | Direct % | Indirect %
| Total efficiency, net (%), nominel load | 93 | 94 | 94 | 95 | 90 | 96 | 90 | 97 | B | 5,6,7,8 |  | Steam boiler, Natural gas or biogas | High temperature | 6. Firing /Sintering |  | 100% | 100% | 100% | 100% | 100% | 100% | 20% | 100% | 100% | 100% | 100% | 100% | Steam boiler, Natural gas or biogas | High temperature | 6. Firing /Sintering |  | 0% | 100% | 0% | 100% | 0% | 100% | 0% | 100% | 0% | 100%
| Total efficiency, net (%), annual average | 92 | 93 | 93 | 94 | 89 | 95 | 89 | 96 |  | 5,6,7,8 |  | 3: 7. Melting /Casting |  |  | 7. Melting /Casting
| Auxiliary electricity consumption (% of heat gen) | 0.14 | 0.12 | 0.11 | 0.1 | 0.1 | 0.14 | 0.08 | 0.12 |  | 3 |  | 3: 9. Other processes >150C |  |  | 9. Other processes >150C
| Forced outage (%) | 1 | 1 | 1 | 1 | 0.08 | 2 | 0.08 | 2 |  | 3 |  |  | Medium temperature | 2. Heating/Boiling | x | 100% | 100% | 100% | 100% | 100% | 97% | 100% | 100% | 0% | 100% | 100% | 100% |  | Medium temperature | 2. Heating/Boiling | x | 0% | 100% | 0% | 100% | 0% | 97% | 0% | 100% | 0% | 100%
| Planned outage (weeks per year) | 0.4 | 0.4 | 0.4 | 0.4 | 0.3 | 0.6 | 0.3 | 0.6 |  | 3 |  | 3: 3. Drying; 4: x |  |  | 3. Drying | x
| Technical lifetime (years) | 25 | 25 | 25 | 25 | 25 | 30 | 25 | 30 |  | 3,5,8 |  | 3: 4. Dewatering; 4: x |  |  | 4. Dewatering | x
| Construction time (years) | 0.5 | 0.5 | 0.5 | 0.5 | 0.2 | 0.7 | 0.2 | 0.7 |  |  |  | 3: 5. Distillation; 4: x |  |  | 5. Distillation | x
| Regulation Ability | [11 empty] | 3: 8.Other processes <150⁰C,; 4: x |  |  | 8.Other processes <150⁰C, | x
| Minimum load (% of full load) | 15 | 15 | 15 | 15 | [5 empty] | 3 |  |  | Room heat | 12. spatial heating | x | 0% | 100% | 0% | 100% | 0% | 100% | 0% | 100% | 0% | 100% | 100% | 100% |  | Room heat | 12. spatial heating | x | 100% | 100% | 100% | 100% | 100% | 100% | 100% | 100% | 100% | 100%
| Warm start-up time (hours) | 0.1 | 0.1 | 0.1 | 0.1 | [5 empty] | 3
| Cold start-up time (hours) | 0.4 | 0.4 | 0.4 | 0.4 | [5 empty] | 3 |  | 5: Orange marks direct firing
Environment
| SO2 (g per GJ fuel) | 0.3 | 0.3 | 0.3 | 0.3 |  |  |  |  | C | 3, 9
| PM2.5 (g per GJ fuel) | 0.1 | 0.1 | 0.1 | 0.1 | [5 empty] | 9
| NOX (g per GJ fuel) | 9 | 7 | 6 | 6 | [5 empty] | 3, 9 |  | 5: 0.3; 6: 0.3; 7: 0.3
| CH4 (g per GJ fuel) | 3 | 2 | 2 | 2 | [5 empty] | 3, 9
| N2O (g per GJ fuel) | 1 | 1 | 1 | 1 | [5 empty] | 3, 9
Financial data
is nominal the same as specific investment costs? | Nominal investment (M€ per MW) is the same as k EUR/kW [1000 EUR/kW] | 0.054545 | 0.045455 | 0.045455 | 0.045455 |  |  |  |  | D | 3,10
| - of which equipment (%) | 60 | 60 | 60 | 60 | [5 empty] | 3
| - of which installation (%) | 40 | 40 | 40 | 40 | [5 empty] | 3
| Fixed O&M (€/MJ/s/year) divide by 1000 to get EUR/kW/year [EUR/kW/year] | 2 | 1.9 | 1.8 | 1.7 | [5 empty] | 3
| Variable O&M (€/MWh) divide by 3,6 to get EUR/GJ [EUR/GJ] | 0.30556 | 0.27778 | 0.27778 | 0.27778 | [5 empty] | 3 |  | 1: 0.30556
| - of which is electricity costs (€/MWh) | 0.1022 | 0.09 | 0.0836 | 0.076 |  |  |  |  | E | 3 |  | 1: 0.1022
| - of which is other O&M costs (€/MWh) | 0.20336 | 0.18778 | 0.19418 | 0.20178 | [5 empty] | 3 |  | 1: The green should be copied to TIMES:
[13 empty] | YEAR | START | EFF | Input~ELCC | LIFE | INVCOST | FIXOM | VAROM | CAP2ACT | AFA | FEMIS~RESSOx | FEMIS~RESNOx | FEMIS~RESCH4 | FEMIS~RESN2O | FEMIS~RESPM
[18 empty] | Specific investment | Fix OM
| Technology specific data | [10 empty] | Total efficiency, net (%), annual average | [5 empty] | kr/kW | kr/kW/year | kr/GJ | Factor | Factor | g/GJ | g/GJ | g/GJ | g/GJ | g/GJ
| Indirect investments cost (M€ per MW) | - | - | - | - |  |  |  |  | F |  | 92 | 2020 | 2020 | 0.92 |  | 25 | 406.3636 | 14.9 | 2.2764 |  |  | 0.3 | 9 | 3 | 1 | 0.1
| Non energy gains (M€ per MW) | - | - | - | - |  |  |  |  | F |  | 93 | 2030 |  | 0.93 |  | 25 | 338.6364 | 14.155 | 2.0694 |  |  | 0.3 | 7 | 2 | 1 | 0.1
| Startup cost (€/MW/startup) | - | - | - | - | [6 empty] | 93 | 2040 |  | 0.93 |  | 25 | 338.6364 | 13.41 | 2.0694 |  |  | 0.3 | 6 | 2 | 1 | 0.1
| Carbon capture removal of CO2 emissions (% of emission) | 90 | 90 | 90 | 90 | [5 empty] | 3 | 94 | 2050 |  | 0.94 |  | 25 | 338.6364 | 12.665 | 2.0694 |  |  | 0.3 | 6 | 2 | 1 | 0.1
| Temperature heat source supply (°C) | - | - | - | -
| Temperature heat source return (°C) | - | - | - | -
| Cooling generation capacity for one unit (MW) | - | - | - | -
| Specific investment in dkr/kW C50*$G$4*1000 specific/nominal? investment cost * currency conversion *1000 | 406.3636 | 338.6364 | 338.6364 | 338.6364 |  |  | Heat production capacity
| Specific investment in dkr/unit | 203181.8182 | 169318.1818 | 169318.1818 | 169318.1818 |  |  | 500 | kW
| FIX O&M dkr/kW/year C55*$G$4 fixed OM * currency conversion | 14.9 | 14.155 | 13.41 | 12.665 |  |  | Check against the range for the "Heat production capacity for one unit (kW)" in the first row in the datasheet
| Variable O&M in dkr/GJ C56*$G$4 Variable OM * currency conversion | 2.2764 | 2.0694 | 2.0694 | 2.0694
References
| 1 | Vigants, G., Galindoms, G., Veidenbergs, I., Vigants, E., & Blumberga, D. (2015). Efficiency diagram for district heating system with gas condensing unit. Energy Procedia, 72, 119–126.
| 2 | Danish Energy Agency, Heating installations, 2016 (updated 2018).
| 3 | Danish Energy Agency, Energy Plants for Electricity and District heating generation, 2016 (updated 2019)
| 4 | Applied Technologies of New York, Steam vs hot water boiler, 2016.
| 5 | ETSAP, Industrial Combustion Boilers, IEA ETSAP 2010. | [10 empty] | 5: ='Natural gas boiler_New'!'Natural gas boiler_New'!P1
| 6 | Chen, Q., Finney, K., Li, H., Zhang, X., Zhou, J., Sharifi, V., & Swithenbank, J. (2012). Condensing boiler applications in the process industry. Applied Energy, 89(1), 30–36.
| 7 | Vigants, G., Galindoms, G., Veidenbergs, I., Vigants, E., & Blumberga, D. (2015). Efficiency diagram for district heating system with gas condensing unit. Energy Procedia, 72, 119–126.
| 8 | EnergyVortex, ENERGY EFFICIENCY & INDUSTRIAL BOILER EFFICIENCY, 2010
| 9 | Danish Energy Agency, Forudsætninger for samfundsøkonomiske analyser på energiområdet, 2016
| 10 | Tjærborg Industri, Olie og gas kedler, 2019
Notes
| A | Ranges from 0,5 to 50. Typical value of 20 MW
| B | 1 %-point higher for hot water boiler, due to assumed lower flue gas temperature
| C | Will be reduced if carbon capture in installed
| D | 20 %-point lower for hot water boiler
| E | The cost of auxiliary electricity consumption is calculated using the following electricity prices in €/MWh: 2020: 73, 2030: 75, 2040: 76, 2050: 76. Includes transport tarif
| F | Not relevant to this technology
gas boiler new 2
[13 empty] | 1 | 2 | 3 | 4 | 5 | 6 | 7 | 8 | 9 | 10 | 11 | 12 | 13 | 14
| Technology | Steam boiler, Natural gas or biogas (Condensing) | [10 empty] | 1: Full application potential; 4: "x,n" indicate which end-use, n ref. to note"; 5: 1.Food, beverages and tobacco; 7: 2.Commodity production; 9: 3.Cement and non-metallic mineral (+Extraction of gravel and stone); 11: 4.Chemical industry; 13: 5.Metals, machinery and electronics |  | Current application potential |  |  | "x,n" indicate which end-use, n ref. to note" | 1.Food, beverages and tobacco |  | 2.Commodity production |  | 3.Cement and non-metallic mineral (+Extraction of gravel and stone) |  | 4.Chemical industry |  | 5.Metals, machinery and electronics
| Energy/technical data | 2020 | 2030 | 2040 | 2050 | Uncertainty (2030) |  | Uncertainty (2050) |  | Note | Ref |  | 1: Technology |  | Technology
[6 empty] | Lower | Upper | Lower | Upper |  |  |  | 2: Energy services; 3: End-use |  |  | Energy services | End-use
| Heat generation capacity for one unit (MW) | 20 | 20 | 20 | 20 | 1 | 50 | 1 | 50 | A | 3, 10 | [5 empty] | Direct % | Indirect % | Direct % | Indirect % | Direct % | Indirect % | Direct % | Indirect % | Direct % | Indirect % | [5 empty] | Direct % | Indirect % | Direct % | Indirect % | Direct % | Indirect % | Direct % | Indirect % | Direct % | Indirect %
| Total efficiency, net (%), nominel load | 103 | 104 | 104 | 104 | 95 | 106 | 96 | 107 |  | 5,6,7,8,10 |  | Steam boiler, Natural gas or biogas (Condensing) | High temperature | 6. Firing /Sintering |  | 0% | 0% | 0% | 0% | 0% | 0% | 0% | 0% | 0% | 0% |  | Steam boiler, Natural gas or biogas (Condensing) | High temperature | 6. Firing /Sintering |  | 0% | 0% | 0% | 0% | 0% | 0% | 0% | 0% | 0% | 0%
| Total efficiency, net (%), annual average | 101 | 103 | 103 | 103 | 94 | 105 | 95 | 106 |  | 5,6,7,8 |  | 3: 7. Melting /Casting |  |  |  | 7. Melting /Casting
| Auxiliary electricity consumption (% of heat gen) | 0.14 | 0.12 | 0.11 | 0.1 | 0.1 | 0.14 | 0.08 | 0.12 |  | 3 |  | 3: 9. Other processes >150C |  |  |  | 9. Other processes >150C
| Forced outage (%) | 1 | 1 | 1 | 1 | 0.08 | 2 | 0.08 | 2 |  | 3 |  |  | Medium temperature | 2. Heating/Boiling | x | 0% | 21% | 0% | 0% | 0% | 0% | 0% | 9% | 0% | 0% |  |  | Medium temperature | 2. Heating/Boiling | x | 0% | 21% | 0% | 0% | 0% | 0% | 0% | 9% | 0% | 0%
| Planned outage (weeks per year) | 0.4 | 0.4 | 0.4 | 0.4 | 0.3 | 0.6 | 0.3 | 0.6 |  | 3 |  | 3: 3. Drying; 4: x |  |  |  | 3. Drying | x
| Technical lifetime (years) | 25 | 25 | 25 | 25 | 20 | 30 | 20 | 30 |  | 3,5,8 |  | 3: 4. Dewatering; 4: x |  |  |  | 4. Dewatering | x
| Construction time (years) | 0.5 | 0.5 | 0.5 | 0.5 | 0.2 | 0.7 | 0.2 | 0.7 |  |  |  | 3: 5. Distillation; 4: x |  |  |  | 5. Distillation | x
| Regulation Ability | [11 empty] | 3: 8.Other processes <150⁰C,; 4: x |  |  |  | 8.Other processes <150⁰C, | x
| Minimum load (% of full load) | 15 | 15 | 15 | 15 | [5 empty] | 3 |  |  | Room heat | 12. spatial heating | x | 100% | 100% | 0% | 0% | 0% | 0% | 100% | 100% | 0% | 0% |  |  | Room heat | 12. spatial heating | x | 100% | 100% | 0% | 0% | 0% | 0% | 100% | 100% | 0% | 0%
| Warm start-up time (hours) | 0.1 | 0.1 | 0.1 | 0.1 | [5 empty] | 3
| Cold start-up time (hours) | 0.4 | 0.4 | 0.4 | 0.4 | [5 empty] | 3
Environment
| SO2 (g per GJ fuel) | 0.3 | 0.3 | 0.3 | 0.3 |  |  |  |  | B | 3, 9
| PM2.5 (g per GJ fuel) | 0.1 | 0.1 | 0.1 | 0.1 | [5 empty] | 9
| NOX (g per GJ fuel) | 9 | 7 | 6 | 6 | [5 empty] | 3, 9 |  | 5: 0.3; 6: 0.3; 7: 0.3
| CH4 (g per GJ fuel) | 3 | 2 | 2 | 2 | [5 empty] | 3, 9
| N2O (g per GJ fuel) | 1 | 1 | 1 | 1 | [5 empty] | 3, 9
Financial data
is nominal the same as specific investment costs? | Nominal investment (M€ per MW) is the same as k EUR/kW | 0.06 | 0.05 | 0.05 | 0.05 |  |  |  |  | C | 3,10
| - of which equipment (%) | 65 | 65 | 65 | 65 | [5 empty] | 3
| - of which installation (%) | 35 | 35 | 35 | 35 | [5 empty] | 3
| Fixed O&M (€/MJ/s/year) divide by 1000 to get EUR/kW/year | 2 | 1.9 | 1.8 | 1.7 | [5 empty] | 3
| Variable O&M (€/MWh) divide by 3,6 to get EUR/GJ | 0.30556 | 0.27778 | 0.27778 | 0.27778 | [5 empty] | 3 |  | 1: 0.30556
| - of which is electricity costs (€/MWh) | 0.1022 | 0.09 | 0.0836 | 0.076 |  |  |  |  | D | 3 |  | 1: 0.1022
| - of which is other O&M costs (€/MWh) | 0.20336 | 0.18778 | 0.19418 | 0.20178 | [5 empty] | 3 |  | 1: The green should be copied to TIMES:
[13 empty] | YEAR | START | EFF | Input~ELCC | LIFE | INVCOST | FIXOM | VAROM | CAP2ACT | AFA | FEMIS~RESSOx | FEMIS~RESNOx | FEMIS~RESCH4 | FEMIS~RESN2O | FEMIS~RESPM
[18 empty] | Specific investment | Fix OM
| Technology specific data | [10 empty] | Total efficiency, net (%), annual average | [5 empty] | kr/kW | kr/kW/year | kr/GJ | Factor | Factor | g/GJ | g/GJ | g/GJ | g/GJ | g/GJ
| Indirect investments cost (M€ per MW) | - | - | - | - |  |  |  |  | E |  | 101 | 2020 | 2020 | 1.01 |  | 25 | 447 | 14.9 | 2.2764 |  |  | 0.3 | 9 | 3 | 1 | 0.1
| Non energy gains (M€ per MW) | - | - | - | - |  |  |  |  | E |  | 103 | 2030 |  | 1.03 |  | 25 | 372.5 | 14.155 | 2.0694 |  |  | 0.3 | 7 | 2 | 1 | 0.1
| Startup cost (€/MW/startup) | - | - | - | - | [6 empty] | 103 | 2040 |  | 1.03 |  | 25 | 372.5 | 13.41 | 2.0694 |  |  | 0.3 | 6 | 2 | 1 | 0.1
| Carbon capture removal of CO2 emissions (% of emission) | 90 | 90 | 90 | 90 | [5 empty] | 3 | 103 | 2050 |  | 1.03 |  | 25 | 372.5 | 12.665 | 2.0694 |  |  | 0.3 | 6 | 2 | 1 | 0.1
| Temperature heat source supply (°C) | - | - | - | -
| Temperature heat source return (°C) | - | - | - | -
| Cooling generation capacity for one unit (MW) | - | - | - | -
| Specific investment in dkr/kW C50*$G$4*1000 specific/nominal? investment cost * currency conversion *1000 | 447 | 372.5 | 372.5 | 372.5 |  |  | Heat production capacity
| Specific investment in dkr/unit | 223500 | 186250 | 186250 | 186250 |  |  | 500 | kW
| FIX O&M dkr/kW/year C55*$G$4 fixed OM * currency conversion | 14.9 | 14.155 | 13.41 | 12.665 |  |  | Check against the range for the "Heat production capacity for one unit (kW)" in the first row in the datasheet
| Variable O&M in dkr/GJ C56*$G$4 Variable OM * currency conversion | 2.2764 | 2.0694 | 2.0694 | 2.0694
References
| 1 | Vigants, G., Galindoms, G., Veidenbergs, I., Vigants, E., & Blumberga, D. (2015). Efficiency diagram for district heating system with gas condensing unit. Energy Procedia, 72, 119–126.
| 2 | Danish Energy Agency, Heating installations, 2016 (updated 2018).
| 3 | Danish Energy Agency, Energy Plants for Electricity and District heating generation, 2016 (updated 2019)
| 4 | Applied Technologies of New York, Steam vs hot water boiler, 2016.
| 5 | ETSAP, Industrial Combustion Boilers, IEA ETSAP 2010.
| 6 | Chen, Q., Finney, K., Li, H., Zhang, X., Zhou, J., Sharifi, V., & Swithenbank, J. (2012). Condensing boiler applications in the process industry. Applied Energy, 89(1), 30–36.
| 7 | Vigants, G., Galindoms, G., Veidenbergs, I., Vigants, E., & Blumberga, D. (2015). Efficiency diagram for district heating system with gas condensing unit. Energy Procedia, 72, 119–126.
| 8 | EnergyVortex, ENERGY EFFICIENCY & INDUSTRIAL BOILER EFFICIENCY, 2010
| 9 | Danish Energy Agency, Forudsætninger for samfundsøkonomiske analyser på energiområdet, 2016
| 10 | Tjærborg Industri, Olie og gas kedler, 2019
Notes
| A | Ranges from 0,5 to 50. Typical value of 20 MW
| B | 1 %-point higher for hot water boiler, due to assumed lower flue gas temperature
| C | Will be reduced if carbon capture in installed
| D | 20 %-point lower for hot water boiler
| E | The cost of auxiliary electricity consumption is calculated using the following electricity prices in €/MWh: 2020: 73, 2030: 75, 2040: 76, 2050: 76. Includes transport tarif
| F | Not relevant to this technology
gas boiler new 3
[13 empty] | 1 | 2 | 3 | 4 | 5 | 6 | 7 | 8 | 9 | 10 | 11 | 12 | 13 | 14
| Technology | Hot water boiler, Natural gas or biogas | [10 empty] | 1: Full application potential; 4: "x,n" indicate which end-use, n ref. to note"; 5: 1.Food, beverages and tobacco; 7: 2.Commodity production; 9: 3.Cement and non-metallic mineral (+Extraction of gravel and stone); 11: 4.Chemical industry; 13: 5.Metals, machinery and electronics |  | Current application potential |  |  | "x,n" indicate which end-use, n ref. to note" | 1.Food, beverages and tobacco |  | 2.Commodity production |  | 3.Cement and non-metallic mineral (+Extraction of gravel and stone) |  | 4.Chemical industry |  | 5.Metals, machinery and electronics
| Energy/technical data | 2020 | 2030 | 2040 | 2050 | Uncertainty (2030) |  | Uncertainty (2050) |  | Note | Ref |  | 1: Technology |  | Technology
[6 empty] | Lower | Upper | Lower | Upper |  |  |  | 2: Energy services; 3: End-use |  |  | Energy services | End-use
| Heat generation capacity for one unit (MW) | 20 | 20 | 20 | 20 | 1 | 50 | 1 | 50 | A | 3, 10 | [5 empty] | Direct % | Indirect % | Direct % | Indirect % | Direct % | Indirect % | Direct % | Indirect % | Direct % | Indirect % | [5 empty] | Direct % | Indirect % | Direct % | Indirect % | Direct % | Indirect % | Direct % | Indirect % | Direct % | Indirect %
| Total efficiency, net (%), nominel load | 94 | 95 | 95 | 96 | 90 | 96 | 90 | 98 | B | 5,6,7,8 |  | Hot water boiler, Natural gas or biogas | High temperature | 6. Firing /Sintering |  | 0% | 0% | 0% | 0% | 0% | 0% | 0% | 0% | 0% | 0% |  | Hot water boiler, Natural gas or biogas | High temperature | 6. Firing /Sintering |  | 0% | 0% | 0% | 0% | 0% | 0% | 0% | 0% | 0% | 0%
| Total efficiency, net (%), annual average | 93 | 94 | 94 | 95 | 89 | 95 | 89 | 97 |  | 5,6,7,8 |  | 3: 7. Melting /Casting |  |  |  | 7. Melting /Casting
| Auxiliary electricity consumption (% of heat gen) | 0.14 | 0.12 | 0.11 | 0.1 | 0.1 | 0.14 | 0.08 | 0.12 |  | 3 |  | 3: 9. Other processes >150C |  |  |  | 9. Other processes >150C
| Forced outage (%) | 1 | 1 | 1 | 1 | 0.08 | 2 | 0.08 | 2 |  | 3 |  |  | Medium temperature | 2. Heating/Boiling | x | 0% | 67% | 0% | 57% | 0% | 50% | 0% | 51% | 0% | 41% |  |  | Medium temperature | 2. Heating/Boiling | x | 0% | 16.75% | 0% | 14.25% | 0% | 12.5% | 0% | 12.75% | 0% | 10.25%
| Planned outage (weeks per year) | 0.4 | 0.4 | 0.4 | 0.4 | 0.3 | 0.6 | 0.3 | 0.6 |  | 3 |  | 3: 3. Drying; 4: x |  |  |  | 3. Drying | x
| Technical lifetime (years) | 25 | 25 | 25 | 25 | 25 | 30 | 25 | 30 |  | 3,5,8 |  | 3: 4. Dewatering |  |  |  | 4. Dewatering | x
| Construction time (years) | 0.5 | 0.5 | 0.5 | 0.5 | 0.2 | 0.7 | 0.2 | 0.7 |  |  |  | 3: 5. Distillation; 4: x |  |  |  | 5. Distillation
| Regulation Ability | [11 empty] | 3: 8.Other processes <150⁰C,; 4: x |  |  |  | 8.Other processes <150⁰C, | x
| Minimum load (% of full load) | 15 | 15 | 15 | 15 | [5 empty] | 3 |  |  | Room heat | 12. spatial heating | x | 100% | 100% | 100% | 100% | 100% | 100% | 100% | 100% | 100% | 100% |  |  | Room heat | 12. spatial heating | x | 100% | 100% | 100% | 100% | 100% | 100% | 100% | 100% | 100% | 100%
| Warm start-up time (hours) | 0.1 | 0.1 | 0.1 | 0.1 | [5 empty] | 3
| Cold start-up time (hours) | 0.4 | 0.4 | 0.4 | 0.4 | [5 empty] | 3
Environment
| SO2 (g per GJ fuel) | 0.3 | 0.3 | 0.3 | 0.3 |  |  |  |  | C | 3, 9
| PM2.5 (g per GJ fuel) | 0.1 | 0.1 | 0.1 | 0.1 | [5 empty] | 9
| NOX (g per GJ fuel) | 9 | 7 | 6 | 6 | [5 empty] | 3, 9 |  | 5: 0.3; 6: 0.3; 7: 0.3
| CH4 (g per GJ fuel) | 3 | 2 | 2 | 2 | [5 empty] | 3, 9
| N2O (g per GJ fuel) | 1 | 1 | 1 | 1 | [5 empty] | 3, 9
Financial data
is nominal the same as specific investment costs? | Nominal investment (M€ per MW) is the same as k EUR/kW | 0.043636 | 0.036364 | 0.036364 | 0.036364 |  |  |  |  | D | 3,10
| - of which equipment (%) | 60 | 60 | 60 | 60 | [5 empty] | 3
| - of which installation (%) | 40 | 40 | 40 | 40 | [5 empty] | 3
| Fixed O&M (€/MJ/s/year) divide by 1000 to get EUR/kW/year | 2 | 1.9 | 1.8 | 1.7 | [5 empty] | 3
| Variable O&M (€/MWh) divide by 3,6 to get EUR/GJ | 0.30556 | 0.27778 | 0.27778 | 0.27778 | [5 empty] | 3 |  | 1: 0.30556
| - of which is electricity costs (€/MWh) | 0.1022 | 0.09 | 0.0836 | 0.076 |  |  |  |  | E | 3 |  | 1: 0.1022
| - of which is other O&M costs (€/MWh) | 0.20336 | 0.18778 | 0.19418 | 0.20178 | [5 empty] | 3 |  | 1: The green should be copied to TIMES:
[13 empty] | YEAR | START | EFF | Input~ELCC | LIFE | INVCOST | FIXOM | VAROM | CAP2ACT | AFA | FEMIS~RESSOx | FEMIS~RESNOx | FEMIS~RESCH4 | FEMIS~RESN2O | FEMIS~RESPM
[18 empty] | Specific investment | Fix OM
| Technology specific data | [10 empty] | Total efficiency, net (%), annual average | [5 empty] | kr/kW | kr/kW/year | kr/GJ | Factor | Factor | g/GJ | g/GJ | g/GJ | g/GJ | g/GJ
| Indirect investments cost (M€ per MW) | 0.035 | 0.03 | 0.03 | 0.03 |  |  |  |  | F |  | 93 | 2020 | 2020 | 0.93 |  | 25 | 325.0909 | 14.9 | 2.2764 |  |  | 0.3 | 9 | 3 | 1 | 0.1
| Non energy gains (M€ per MW) | - | - | - | - |  |  |  |  | G |  | 94 | 2030 |  | 0.94 |  | 25 | 270.9091 | 14.155 | 2.0694 |  |  | 0.3 | 7 | 2 | 1 | 0.1
| Startup cost (€/MW/startup) | - | - | - | - | [6 empty] | 94 | 2040 |  | 0.94 |  | 25 | 270.9091 | 13.41 | 2.0694 |  |  | 0.3 | 6 | 2 | 1 | 0.1
| Carbon capture removal of CO2 emissions (% of emission) | 90 | 90 | 90 | 90 | [5 empty] | 3 | 95 | 2050 |  | 0.95 |  | 25 | 270.9091 | 12.665 | 2.0694 |  |  | 0.3 | 6 | 2 | 1 | 0.1
Temperature heat source supply (°C)
Temperature heat source return (°C)
Cooling generation capacity for one unit (MW)
| Specific investment in dkr/kW C50*$G$4*1000 specific/nominal? investment cost * currency conversion *1000 | 325.0909 | 270.9091 | 270.9091 | 270.9091 |  |  | Heat production capacity
| Specific investment in dkr/unit | 162545.4545 | 135454.5455 | 135454.5455 | 135454.5455 |  |  | 500 | kW
| FIX O&M dkr/kW/year C55*$G$4 fixed OM * currency conversion | 14.9 | 14.155 | 13.41 | 12.665 |  |  | Check against the range for the "Heat production capacity for one unit (kW)" in the first row in the datasheet
| Variable O&M in dkr/GJ C56*$G$4 Variable OM * currency conversion | 2.2764 | 2.0694 | 2.0694 | 2.0694
References
1 | Vigants, G., Galindoms, G., Veidenbergs, I., Vigants, E., & Blumberga, D. (2015). Efficiency diagram for district heating system with gas condensing unit. Energy Procedia, 72, 119–126.
2 | Danish Energy Agency, Heating installations, 2016 (updated 2018).
3 | Danish Energy Agency, Energy Plants for Electricity and District heating generation, 2016 (updated 2019)
4 | Applied Technologies of New York, Steam vs hot water boiler, 2016.
5 | ETSAP, Industrial Combustion Boilers, IEA ETSAP 2010.
6 | Chen, Q., Finney, K., Li, H., Zhang, X., Zhou, J., Sharifi, V., & Swithenbank, J. (2012). Condensing boiler applications in the process industry. Applied Energy, 89(1), 30–36.
7 | Vigants, G., Galindoms, G., Veidenbergs, I., Vigants, E., & Blumberga, D. (2015). Efficiency diagram for district heating system with gas condensing unit. Energy Procedia, 72, 119–126.
8 | EnergyVortex, ENERGY EFFICIENCY & INDUSTRIAL BOILER EFFICIENCY, 2010
9 | Danish Energy Agency, Forudsætninger for samfundsøkonomiske analyser på energiområdet, 2016
10 | Tjærborg Industri, Olie og gas kedler, 2019
Notes
A | Ranges from 0,5 to 50. Typical value of 20 MW
B | 1 %-point higher for hot water boiler, due to assumed lower flue gas temperature
C | Will be reduced if carbon capture in installed
D | 20 %-point lower for hot water boiler
E | The cost of auxiliary electricity consumption is calculated using the following electricity prices in €/MWh: 2020: 73, 2030: 75, 2040: 76, 2050: 76. Includes transport tarif
F | Relevant for hot water boiler, going from current potential to full potential
G | Not relevant to this technology
gas boiler new 4 | [12 empty] | 1 | 2 | 3 | 4 | 5 | 6 | 7 | 8 | 9 | 10 | 11 | 12 | 13 | 14
| Technology | Hot water boiler, Natural gas or biogas (Condensing) | [10 empty] | 1: Full application potential; 4: "x,n" indicate which end-use, n ref. to note"; 5: 1.Food, beverages and tobacco; 7: 2.Commodity production; 9: 3.Cement and non-metallic mineral (+Extraction of gravel and stone); 11: 4.Chemical industry; 13: 5.Metals, machinery and electronics |  | Current application potential |  |  | "x,n" indicate which end-use, n ref. to note" | 1.Food, beverages and tobacco |  | 2.Commodity production |  | 3.Cement and non-metallic mineral (+Extraction of gravel and stone) |  | 4.Chemical industry |  | 5.Metals, machinery and electronics
| Energy/technical data | 2020 | 2030 | 2040 | 2050 | Uncertainty (2030) |  | Uncertainty (2050) |  | Note | Ref |  | 1: Technology |  | Technology
[6 empty] | Lower | Upper | Lower | Upper |  |  |  | 2: Energy services; 3: End-use |  |  | Energy services | End-use
| Heat generation capacity for one unit (MW) | 20 | 20 | 20 | 20 | 1 | 50 | 1 | 50 | A | 3, 10 | [5 empty] | Direct % | Indirect % | Direct % | Indirect % | Direct % | Indirect % | Direct % | Indirect % | Direct % | Indirect % | [5 empty] | Direct % | Indirect % | Direct % | Indirect % | Direct % | Indirect % | Direct % | Indirect % | Direct % | Indirect %
| Total efficiency, net (%), nominel load | 103 | 104 | 104 | 104 | 95 | 106 | 96 | 107 |  | 5,6,7,8,10 |  | Hot water boiler, Natural gas or biogas (Condensing) | High temperature | 6. Firing /Sintering |  | 0% | 0% | 0% | 0% | 0% | 0% | 0% | 0% | 0% | 0% |  | Hot water boiler, Natural gas or biogas (Condensing) | High temperature | 6. Firing /Sintering |  | 0% | 0% | 0% | 0% | 0% | 0% | 0% | 0% | 0% | 0%
| Total efficiency, net (%), annual average | 101 | 103 | 103 | 103 | 94 | 105 | 95 | 106 |  | 5,6,7,8 |  | 3: 7. Melting /Casting |  |  |  | 7. Melting /Casting
| Auxiliary electricity consumption (% of heat gen) | 0.14 | 0.12 | 0.11 | 0.1 | 0.1 | 0.14 | 0.08 | 0.12 |  | 3 |  | 3: 9. Other processes >150C |  |  |  | 9. Other processes >150C
| Forced outage (%) | 1 | 1 | 1 | 1 | 0.08 | 2 | 0.08 | 2 |  | 3 |  |  | Medium temperature | 2. Heating/Boiling | x | 0% | 17% | 0% | 0% | 0% | 0% | 0% | 6% | 0% | 0% |  |  | Medium temperature | 2. Heating/Boiling | x | 0% | 4.25% | 0% | 0% | 0% | 0% | 0% | 1.5% | 0% | 0%
| Planned outage (weeks per year) | 0.4 | 0.4 | 0.4 | 0.4 | 0.3 | 0.6 | 0.3 | 0.6 |  | 3 |  | 3: 3. Drying; 4: x |  |  |  | 3. Drying | x
| Technical lifetime (years) | 25 | 25 | 25 | 25 | 20 | 30 | 20 | 30 |  | 3,5,8 |  | 3: 4. Dewatering |  |  |  | 4. Dewatering | x
| Construction time (years) | 0.5 | 0.5 | 0.5 | 0.5 | 0.2 | 0.7 | 0.2 | 0.7 |  |  |  | 3: 5. Distillation; 4: x |  |  |  | 5. Distillation
| Regulation Ability | [11 empty] | 3: 8.Other processes <150⁰C,; 4: x |  |  |  | 8.Other processes <150⁰C, | x
| Minimum load (% of full load) | 15 | 15 | 15 | 15 | [5 empty] | 3 |  |  | Room heat | 12. spatial heating | x | 100% | 100% | 0% | 0% | 0% | 0% | 100% | 100% | 0% | 0% |  |  | Room heat | 12. spatial heating | x | 100% | 100% | 0% | 0% | 0% | 0% | 100% | 100% | 0% | 0%
| Warm start-up time (hours) | 0.1 | 0.1 | 0.1 | 0.1 | [5 empty] | 3
| Cold start-up time (hours) | 0.4 | 0.4 | 0.4 | 0.4 | [5 empty] | 3
Environment
| SO2 (g per GJ fuel) | 0.3 | 0.3 | 0.3 | 0.3 |  |  |  |  | B | 3, 9
| PM2.5 (g per GJ fuel) | 0.1 | 0.1 | 0.1 | 0.1 | [5 empty] | 9
| NOX (g per GJ fuel) | 9 | 7 | 6 | 6 | [5 empty] | 3, 9 |  | 5: 0.3; 6: 0.3; 7: 0.3
| CH4 (g per GJ fuel) | 3 | 2 | 2 | 2 | [5 empty] | 3, 9
| N2O (g per GJ fuel) | 1 | 1 | 1 | 1 | [5 empty] | 3, 9
Financial data
is nominal the same as specific investment costs? | Nominal investment (M€ per MW) is the same as k EUR/kW | 0.048 | 0.04 | 0.04 | 0.04 |  |  |  |  | C | 3,10
| - of which equipment (%) | 65 | 65 | 65 | 65 | [5 empty] | 3
| - of which installation (%) | 35 | 35 | 35 | 35 | [5 empty] | 3
| Fixed O&M (€/MJ/s/year) divide by 1000 to get EUR/kW/year | 2 | 1.9 | 1.8 | 1.7 | [5 empty] | 3
| Variable O&M (€/MWh) divide by 3,6 to get EUR/GJ | 0.30556 | 0.27778 | 0.27778 | 0.27778 | [5 empty] | 3 |  | 1: 0.30556
| - of which is electricity costs (€/MWh) | 0.1022 | 0.09 | 0.0836 | 0.076 |  |  |  |  | D | 3 |  | 1: 0.1022
| - of which is other O&M costs (€/MWh) | 0.20336 | 0.18778 | 0.19418 | 0.20178 | [5 empty] | 3 |  | 1: The green should be copied to TIMES:
[13 empty] | YEAR | START | EFF | Input~ELCC | LIFE | INVCOST | FIXOM | VAROM | CAP2ACT | AFA | FEMIS~RESSOx | FEMIS~RESNOx | FEMIS~RESCH4 | FEMIS~RESN2O | FEMIS~RESPM
[18 empty] | Specific investment | Fix OM
| Technology specific data | [10 empty] | Total efficiency, net (%), annual average | [5 empty] | kr/kW | kr/kW/year | kr/GJ | Factor | Factor | g/GJ | g/GJ | g/GJ | g/GJ | g/GJ
| Indirect investments cost (M€ per MW) | 0.035 | 0.03 | 0.03 | 0.03 |  |  |  |  | E |  | 101 | 2020 | 2020 | 1.01 |  | 25 | 357.6 | 14.9 | 2.2764 |  |  | 0.3 | 9 | 3 | 1 | 0.1
| Non energy gains (M€ per MW) | - | - | - | - |  |  |  |  | F |  | 103 | 2030 |  | 1.03 |  | 25 | 298 | 14.155 | 2.0694 |  |  | 0.3 | 7 | 2 | 1 | 0.1
| Startup cost (€/MW/startup) | - | - | - | - | [6 empty] | 103 | 2040 |  | 1.03 |  | 25 | 298 | 13.41 | 2.0694 |  |  | 0.3 | 6 | 2 | 1 | 0.1
| Carbon capture removal of CO2 emissions (% of emission) | 90 | 90 | 90 | 90 | [5 empty] | 3 | 103 | 2050 |  | 1.03 |  | 25 | 298 | 12.665 | 2.0694 |  |  | 0.3 | 6 | 2 | 1 | 0.1
Temperature heat source supply (°C)
Temperature heat source return (°C)
Cooling generation capacity for one unit (MW)
| Specific investment in dkr/kW C50*$G$4*1000 specific/nominal? investment cost * currency conversion *1000 | 357.6 | 298 | 298 | 298 |  |  | Heat production capacity
| Specific investment in dkr/unit | 178800 | 149000 | 149000 | 149000 |  |  | 500 | kW
| FIX O&M dkr/kW/year C55*$G$4 fixed OM * currency conversion | 14.9 | 14.155 | 13.41 | 12.665 |  |  | Check against the range for the "Heat production capacity for one unit (kW)" in the first row in the datasheet
| Variable O&M in dkr/GJ C56*$G$4 Variable OM * currency conversion | 2.2764 | 2.0694 | 2.0694 | 2.0694
References
1 | Vigants, G., Galindoms, G., Veidenbergs, I., Vigants, E., & Blumberga, D. (2015). Efficiency diagram for district heating system with gas condensing unit. Energy Procedia, 72, 119–126.
2 | Danish Energy Agency, Heating installations, 2016 (updated 2018).
3 | Danish Energy Agency, Energy Plants for Electricity and District heating generation, 2016 (updated 2019)
4 | Applied Technologies of New York, Steam vs hot water boiler, 2016.
5 | ETSAP, Industrial Combustion Boilers, IEA ETSAP 2010.
6 | Chen, Q., Finney, K., Li, H., Zhang, X., Zhou, J., Sharifi, V., & Swithenbank, J. (2012). Condensing boiler applications in the process industry. Applied Energy, 89(1), 30–36.
7 | Vigants, G., Galindoms, G., Veidenbergs, I., Vigants, E., & Blumberga, D. (2015). Efficiency diagram for district heating system with gas condensing unit. Energy Procedia, 72, 119–126.
8 | EnergyVortex, ENERGY EFFICIENCY & INDUSTRIAL BOILER EFFICIENCY, 2010
9 | Danish Energy Agency, Forudsætninger for samfundsøkonomiske analyser på energiområdet, 2016
10 | Tjærborg Industri, Olie og gas kedler, 2019
Notes
A | Ranges from 0,5 to 50. Typical value of 20 MW
B | Will be reduced if carbon capture in installed
C | 20 %-point lower for hot water boiler
D | The cost of auxiliary electricity consumption is calculated using the following electricity prices in €/MWh: 2020: 73, 2030: 75, 2040: 76, 2050: 76. Includes transport tarif
E | Relevant for hot water boiler, going from current potential to full potential
F | Not relevant to this technology
gas boiler new 5 | [12 empty] | 1 | 2 | 3 | 4 | 5 | 6 | 7 | 8 | 9 | 10 | 11 | 12 | 13 | 14
| Technology | Direct Firing, Natural Gas | [10 empty] | 1: Full application potential; 4: "x,n" indicate which end-use, n ref. to note"; 5: 1.Food, beverages and tobacco; 7: 2.Commodity production; 9: 3.Cement and non-metallic mineral (+Extraction of gravel and stone); 11: 4.Chemical industry; 13: 5.Metals, machinery and electronics |  | Current application potential |  |  | "x,n" indicate which end-use, n ref. to note" | 1.Food, beverages and tobacco |  | 2.Commodity production |  | 3.Cement and non-metallic mineral (+Extraction of gravel and stone) |  | 4.Chemical industry |  | 5.Metals, machinery and electronics
| Energy/technical data | 2020 | 2030 | 2040 | 2050 | Uncertainty (2030) |  | Uncertainty (2050) |  | Note | Ref |  | 1: Technology |  | Technology
[6 empty] | Lower | Upper | Lower | Upper |  |  |  | 2: Energy services; 3: End-use |  |  | Energy services | End-use
| Heat generation capacity for one unit (MW) | 2.5 | 2.5 | 2.5 | 2.5 | 1 | 10 | 1 | 10 |  | 2 | [5 empty] | Direct % | Indirect % | Direct % | Indirect % | Direct % | Indirect % | Direct % | Indirect % | Direct % | Indirect % | [5 empty] | Direct % | Indirect % | Direct % | Indirect % | Direct % | Indirect % | Direct % | Indirect % | Direct % | Indirect %
| Total efficiency, net (%), nominel load | 100 | 100 | 100 | 100 | 100 | 100 | 100 | 100 | A | 2 |  | Direct Firing, Natural Gas | High temperature | 6. Firing /Sintering | x | 100% | 0% | 100% | 0% | 100% | 0% | 20% | 0% | 100% | 0% |  | Direct Firing, Natural Gas | High temperature | 6. Firing /Sintering | x | 75% | 0% | 75% | 0% | 40% | 0% | 20% | 0% | 10% | 0%
| Total efficiency, net (%), annual average | 100 | 100 | 100 | 100 | 100 | 100 | 100 | 100 | A | 2 |  | 3: 7. Melting /Casting; 4: x |  |  |  | 7. Melting /Casting | x
| Auxiliary electricity consumption (% of heat gen) | 0.25 | 0.25 | 0.25 | 0.25 | 0.1 | 1 | 0.1 | 1 |  | 8, 9 |  | 3: 9. Other processes >150C; 4: x |  |  |  | 9. Other processes >150C | x
| Forced outage (%) | 0.25 | 0.25 | 0.25 | 0.25 | 0 | 0.5 | 0 | 0.5 |  | 2 |  |  | Medium temperature | 2. Heating/Boiling | x | 100% | 0% | 100% | 0% | 100% | 0% | 100% | 0% | 0% | 0% |  |  | Medium temperature | 2. Heating/Boiling | x | 75% | 0% | 75% | 0% | 30% | 0% | 75% | 0% | 0% | 0%
| Planned outage (weeks per year) | 0.5 | 0.5 | 0.5 | 0.5 | 0 | 1 | 0 | 1 |  | 2 |  | 3: 3. Drying; 4: x |  |  |  | 3. Drying | x
| Technical lifetime (years) | 15 | 15 | 15 | 15 | 10 | 20 | 10 | 20 |  | 4 |  | 3: 4. Dewatering |  |  |  | 4. Dewatering
| Construction time (years) | 0.01 | 0.01 | 0.01 | 0.01 | 0.01 | 0.04 | 0.01 | 0.04 |  | 2 |  | 3: 5. Distillation |  |  |  | 5. Distillation
| Regulation Ability | [11 empty] | 3: 8.Other processes <150⁰C,; 4: x |  |  |  | 8.Other processes <150⁰C, | x
| Minimum load (% of full load) | 10 | 10 | 10 | 10 | [5 empty] | 6 |  |  | Room heat | 12. spatial heating |  | 0% | 0% | 0% | 0% | 0% | 0% | 0% | 0% | 0% | 0% |  |  | Room heat | 12. spatial heating |  | 0% | 0% | 0% | 0% | 0% | 0% | 0% | 0% | 0% | 0%
| Warm start-up time (hours) | 0.01 | 0.01 | 0.01 | 0.01 | [5 empty] | 2
| Cold start-up time (hours) | 0.01 | 0.01 | 0.01 | 0.01 | [5 empty] | 2
Environment
| SO2 (g per GJ fuel) | 0.3 | 0.3 | 0.3 | 0.3 | [5 empty] | 1
| PM2.5 (g per GJ fuel) | 0.1 | 0.1 | 0.1 | 0.1 | [5 empty] | 1
| NOX (g per GJ fuel) | 9 | 7 | 6 | 6 | [5 empty] | 1 |  | 5: 0.3; 6: 0.3; 7: 0.3
| CH4 (g per GJ fuel) | 3 | 2 | 2 | 2 | [5 empty] | 1
| N2O (g per GJ fuel) | 1 | 1 | 1 | 1 | [5 empty] | 1
Financial data
is nominal the same as specific investment costs? | Nominal investment (M€ per MW) is the same as k EUR/kW | 0.015 | 0.015 | 0.015 | 0.015 |  |  |  |  | B | 4, 7
| - of which equipment (%) | 66.6667 | 66.6667 | 66.6667 | 66.6667 | [5 empty] | 7
| - of which installation (%) | 33.3333 | 33.3333 | 33.3333 | 33.3333 | [5 empty] | 7
| Fixed O&M (€/MJ/s/year) divide by 1000 to get EUR/kW/year | 0.18182 | 0.17727 | 0.17273 | 0.15455 |  |  |  |  | C | 2, 1
| Variable O&M (€/MWh) divide by 3,6 to get EUR/GJ | 0.078472 | 0.077083 | 0.077778 | 0.077778 | [5 empty] | 1 |  | 1: 0.078472
| - of which is electricity costs (€/MWh) | 0.1825 | 0.1875 | 0.19 | 0.19 |  |  |  |  | D | 7 |  | 1: 0.1825
| - of which is other O&M costs (€/MWh) | 0.1 | 0.09 | 0.09 | 0.09 |  |  |  |  | C | 1 |  | 1: The green should be copied to TIMES:
[13 empty] | YEAR | START | EFF | Input~ELCC | LIFE | INVCOST | FIXOM | VAROM | CAP2ACT | AFA | FEMIS~RESSOx | FEMIS~RESNOx | FEMIS~RESCH4 | FEMIS~RESN2O | FEMIS~RESPM
[12 empty] | update | 6: Specific investment; 7: Fix OM
| Technology specific data | [10 empty] | Total efficiency, net (%), annual average | [5 empty] | kr/kW | kr/kW/year | kr/GJ | Factor | Factor | g/GJ | g/GJ | g/GJ | g/GJ | g/GJ
| Indirect investments cost (M€ per MW) | - | - | - | - |  |  |  |  | E | - | 100 | 2020 | 2020 | 1 |  | 15 | 111.75 | 1.3545 | 0.58462 |  |  | 0.3 | 9 | 3 | 1 | 0.1
| Non energy gains (M€ per MW) | - | - | - | - | [5 empty] | - | 100 | 2030 |  | 1 |  | 15 | 111.75 | 1.3207 | 0.57427 |  |  | 0.3 | 7 | 2 | 1 | 0.1
| Startup cost (€/MW/startup) | - | - | - | - | [6 empty] | 100 | 2040 |  | 1 |  | 15 | 111.75 | 1.2868 | 0.57944 |  |  | 0.3 | 6 | 2 | 1 | 0.1
| Carbon capture removal of CO2 emissions (% of emission) | 90 | 90 | 90 | 90 | [5 empty] | 5 | 100 | 2050 |  | 1 |  | 15 | 111.75 | 1.1514 | 0.57944 |  |  | 0.3 | 6 | 2 | 1 | 0.1
| Temperature heat source supply (°C) | - | - | - | -
| Temperature heat source return (°C) | - | - | - | -
| Cooling generation capacity for one unit (MW) | - | - | - | -
| Specific investment in dkr/kW C50*$G$4*1000 specific/nominal? investment cost * currency conversion *1000 | 111.75 | 111.75 | 111.75 | 111.75 |  |  | Heat production capacity
| Specific investment in dkr/unit | 55875 | 55875 | 55875 | 55875 |  |  | 500 | kW
| FIX O&M dkr/kW/year C55*$G$4 fixed OM * currency conversion | 1.3545 | 1.3207 | 1.2868 | 1.1514 |  |  | Check against the range for the "Heat production capacity for one unit (kW)" in the first row in the datasheet
| Variable O&M in dkr/GJ C56*$G$4 Variable OM * currency conversion | 0.58462 | 0.57427 | 0.57944 | 0.57944
References
1 | Danish Energy Agency, Technology Data Generation of Electricity and District Heating, August 2016 - Updated November 2019
2 | Viegand Maagøe, Direct Firing, 2018
3 | Danish Energy Agency, Forudsætninger for samfundsøkonomiske analyser på energiområdet, 2016
4 | Milton Megatherm, Correspondance 2019
5 | IOGP, The potential for CCS and CCU in Europe, REPORT TO THE THIRTY SECOND MEETING OF THE EUROPEAN GAS REGULATORY FORUM 5-6 JUNE 2019
6 | Eclipse, Vortometric Burner Series Datasheet 128-3, 20/2/2015
7 | Viegand Maagøe assessment, 2019
8 | Eclipse, Eclipse AirHeat Burners Datasheet 115-11, 30/9/2010
9 | Eclipse, Eclipse RatioAir Burners Datasheet 135, 21/10/2010
Notes
A | The efficiency of the burner is set equal to the lower heating value, the process will determine how well the flue gas is utilised, and thus the final efficiency.
B | Unit price is based on Miton Megatherms 2.5 MW burner, installed price assessed by Viegand Maagøe. The assessment is an experience based guess as no concrete data was retrieved.
C | Assumed to be equal to 10% of the boiler O&M from [1].
D | The cost of auxiliary electricity consumption is calculated using the following electricity prices in €/MWh: 2020: 73, 2030: 75, 2040: 76, 2050: 76. Includes transport tarif
E | The indirect costs will be too strong a function of the process to put into a single value across all industries.

## Biomass boiler
Steam boiler, Wood Chips
|  |  |  | Currency | 7.45 | kr/€
Biomass boiler new 1
[13 empty] | 1 | 2 | 3 | 4 | 5 | 6 | 7 | 8 | 9 | 10 | 11 | 12 | 13 | 14 | 15 | 16
| Technology | Steam boiler, Wood Chips | [10 empty] | 1: Full application potential; 4: "x,n" indicate which end-use, n ref. to note"; 5: 1.Food, beverages and tobacco; 7: 2.Commodity production; 9: 3.Cement and non-metallic mineral (+Extraction of gravel and stone); 11: 4.Chemical industry; 13: 5.Metals, machinery and electronics; 15: Others | Current application potential |  |  | "x,n" indicate which end-use, n ref. to note" | 1.Food, beverages and tobacco |  | 2.Commodity production |  | 3.Cement and non-metallic mineral (+Extraction of gravel and stone) |  | 4.Chemical industry |  | 5.Metals, machinery and electronics
| Energy/technical data | 2020 | 2030 | 2040 | 2050 | Uncertainty (2030) |  | Uncertainty (2050) |  | Note | Ref |  | 1: Technology | Technology
[6 empty] | Lower | Upper | Lower | Upper |  |  |  | 2: Energy services; 3: End-use |  | Energy services | End-use
| Heat generation capacity for one unit (MW) | 20 | 20 | 20 | 20 | 1 | 50 | 1 | 50 | A | 3, 10 | [5 empty] | Direct % | Indirect % | Direct % | Indirect % | Direct % | Indirect % | Direct % | Indirect % | Direct % | Indirect % | Direct % | Indirect % |  |  |  |  | Direct % | Indirect % | Direct % | Indirect % | Direct % | Indirect % | Direct % | Indirect % | Direct % | Indirect %
| Total efficiency, net (%), nominel load | 90 | 90 | 90 | 91 | 89 | 92 | 90 | 93 | B | 5,6,7,8 |  | Steam boiler, Wood Chips | High temperature | 6. Firing /Sintering |  | 0% | 100% | 0% | 100% | 90% | 100% | 0% | 100% | 0% | 100% | 0% | 100% | Steam boiler, Wood Chips | High temperature | 6. Firing /Sintering |  | 0% | 100% | 0% | 100% | 0% | 100% | 0% | 100% | 0% | 100%
| Total efficiency, net (%), annual average | 89 | 89 | 89 | 90 | 88 | 91 | 89 | 92 |  | 5,6,7,8 |  | 3: 7. Melting /Casting |  |  | 7. Melting /Casting
| Auxiliary electricity consumption (% of heat gen) | 2.3 | 2.3 | 2.3 | 2.3 | 2.2 | 2.5 | 1.8 | 2.5 | C | 3 |  | 3: 9. Other processes >150C |  |  | 9. Other processes >150C
| Forced outage (%) | 3 | 3 | 3 | 3 | 3 | 3 | 3 | 3 | D | 3 |  |  | Medium temperature | 2. Heating/Boiling | x | 0% | 100% | 0% | 100% | 100% | 97% | 0% | 100% | 0% | 100% | 100% | 100% |  | Medium temperature | 2. Heating/Boiling | x | 0% | 100% | 0% | 100% | 0% | 97% | 0% | 100% | 0% | 100%
| Planned outage (weeks per year) | 3 | 3 | 3 | 3 | 2.6 | 3.5 | 2.3 | 3.8 | D | 3 |  | 3: 3. Drying; 4: x |  |  | 3. Drying | x
| Technical lifetime (years) | 25 | 25 | 25 | 25 | 20 | 35 | 20 | 35 |  | 3,5,8 |  | 3: 4. Dewatering; 4: x |  |  | 4. Dewatering | x
| Construction time (years) | 1 | 1 | 1 | 1 | 0.5 | 1.5 | 0.5 | 1.5 |  |  |  | 3: 5. Distillation; 4: x |  |  | 5. Distillation | x
| Regulation Ability | [11 empty] | 3: 8.Other processes <150⁰C,; 4: x |  |  | 8.Other processes <150⁰C, | x
| Minimum load (% of full load) | 20 | 20 | 20 | 20 | [5 empty] | 3 |  |  | Room heat | 12. spatial heating | x | 0% | 100% | 0% | 100% | 0% | 100% | 0% | 100% | 0% | 100% | 100% | 100% |  | Room heat | 12. spatial heating | x | 100% | 100% | 100% | 100% | 100% | 100% | 100% | 100% | 100% | 100%
| Warm start-up time (hours) | 0.3 | 0.3 | 0.3 | 0.3 | [5 empty] | 3
| Cold start-up time (hours) | 0.5 | 0.5 | 0.5 | 0.5 | [5 empty] | 3 |  | 6: Orange marks direct firing
Environment
| SO2 (g per GJ fuel) | 11 | 11 | 11 | 11 |  |  |  |  | E | 3, 9
| PM2.5 (g per GJ fuel) | 10 | 10 | 10 | 10 | [5 empty] | 9
| NOX (g per GJ fuel) | 63 | 49 | 46 | 41 | [5 empty] | 3, 9
| CH4 (g per GJ fuel) | 11 | 8 | 6 | 4 | [5 empty] | 3, 9
| N2O (g per GJ fuel) | 3 | 3 | 1 | 1 | [5 empty] | 3, 9
Financial data
| Nominal investment (M€ per MW) is the same as k EUR/kW [1000 EUR/kW] | 0.61818 | 0.59091 | 0.56364 | 0.53636 |  |  |  |  | F,G,H,I | 3,10
| - of which equipment (%) | 60 | 60 | 60 | 60 | [5 empty] | 3
| - of which installation (%) | 40 | 40 | 40 | 40 | [5 empty] | 3
| Fixed O&M (€/MJ/s/year) | 33700 | 35900 | 34800 | 33700 |  |  |  |  | I | 3
| Variable O&M (€/MWh) | 2.779 | 2.825 | 2.848 | 2.848 | [5 empty] | 3 |  | 1: 2.779
| - of which is electricity costs (€/MWh) | 1.679 | 1.725 | 1.748 | 1.748 |  |  |  |  | J | 3 |  | 1: 1.679
| - of which is other O&M costs (€/MWh) | 1.1 | 1.1 | 1.1 | 1.1 | [5 empty] | 3 |  | 1: The green should be copied to TIMES:
[13 empty] | YEAR | START | EFF | Input~ELCC | LIFE | INVCOST | FIXOM | VAROM | CAP2ACT | AFA | FEMIS~RESSOx | FEMIS~RESNOx | FEMIS~RESCH4 | FEMIS~RESN2O | FEMIS~RESPM
[18 empty] | Specific investment | Fix OM
| Technology specific data | [10 empty] | Total efficiency, net (%), annual average | [5 empty] | kr/kW | kr/kW/year | kr/GJ | Factor | Factor | g/GJ | g/GJ | g/GJ | g/GJ | g/GJ
| Indirect investments cost (M€ per MW) | - | - | - | - |  |  |  |  | K |  | 89 | 2020 | 2020 | 0.89 |  | 25 | 4605.4545 | 251.065 | 5.751 |  |  | 11 | 63 | 11 | 3 | 10
| Non energy gains (M€ per MW) | - | - | - | - |  |  |  |  | K |  | 89 | 2030 |  | 0.89 |  | 25 | 4402.2727 | 267.455 | 5.8462 |  |  | 11 | 49 | 8 | 3 | 10
| Startup cost (€/MW/startup) | - | - | - | - | [6 empty] | 89 | 2040 |  | 0.89 |  | 25 | 4199.0909 | 259.26 | 5.8938 |  |  | 11 | 46 | 6 | 1 | 10
| Carbon capture removal of CO2 emissions (% of emission) | 90 | 90 | 90 | 90 | [5 empty] | 3 | 90 | 2050 |  | 0.9 |  | 25 | 3995.9091 | 251.065 | 5.8938 |  |  | 11 | 41 | 4 | 1 | 10
| Temperature heat source supply (°C) | - | - | - | -
| Temperature heat source return (°C) | - | - | - | -
| Cooling generation capacity for one unit (MW) | - | - | - | -
| Specific investment in dkr/kW C50*$G$4*1000 specific/nominal? investment cost * currency conversion *1000 | 4605.4545 | 4402.2727 | 4199.0909 | 3995.9091 |  |  | Heat production capacity
| Specific investment in dkr/unit | 2302727.2727 | 2201136.3636 | 2099545.4545 | 1997954.5455 |  |  | 500 | kW
| FIX O&M dkr/kW/year C55*$G$4/1000 fixed OM * currency conversion | 251.065 | 267.455 | 259.26 | 251.065 |  |  | Check against the range for the "Heat production capacity for one unit (kW)" in the first row in the datasheet
| Variable O&M in dkr/GJ C56*$G$4/3,6 Variable OM * currency conversion | 5.751 | 5.8462 | 5.8938 | 5.8938
References
| 1 | Vigants, G., Galindoms, G., Veidenbergs, I., Vigants, E., & Blumberga, D. (2015). Efficiency diagram for district heating system with gas condensing unit. Energy Procedia, 72, 119–126.
| 2 | Danish Energy Agency, Heating installations, 2016 (updated 2018).
| 3 | Danish Energy Agency, Energy Plants for Electricity and District heating generation, 2016 (updated 2019)
| 4 | Applied Technologies of New York, Steam vs hot water boiler, 2016.
| 5 | ETSAP, Industrial Combustion Boilers, IEA ETSAP 2010.
| 6 | Chen, Q., Finney, K., Li, H., Zhang, X., Zhou, J., Sharifi, V., & Swithenbank, J. (2012). Condensing boiler applications in the process industry. Applied Energy, 89(1), 30–36.
| 7 | Vigants, G., Galindoms, G., Veidenbergs, I., Vigants, E., & Blumberga, D. (2015). Efficiency diagram for district heating system with gas condensing unit. Energy Procedia, 72, 119–126.
| 8 | EnergyVortex, ENERGY EFFICIENCY & INDUSTRIAL BOILER EFFICIENCY, 2010
| 9 | Danish Energy Agency, Forudsætninger for samfundsøkonomiske analyser på energiområdet, 2016
| 10 | Tjærborg Industri, Olie og gas kedler, 2019
Notes
| A | Plants for district heating is around 6 MW, and CHP ranging up to 200-300 MW. 20 MW is considered commom in industry
| B | 1 %-point higher for hot water boiler, due to assumed lower flue gas temperature
| C | Assumed slightly higher than gas boiler
| D | Estimated based on gas boiler and wood CHP plant
| E | Will be reduced if carbon capture in installed
| F | Viegand Maagøe A/S experience
| G | Future cost prediction is based on average cost development of other similar technologies.
| H | 20 %-point lower for hot water boiler
| I | 5 % higher for wood pellet
| J | The cost of auxiliary electricity consumption is calculated using the following electricity prices in €/MWh: 2020: 73, 2030: 75, 2040: 76, 2050: 76. Includes transport tarif
| K | Not relevant to this technology
Steam boiler, Wood chips (Condensing)
Biomass boiler new 2
[13 empty] | 1 | 2 | 3 | 4 | 5 | 6 | 7 | 8 | 9 | 10 | 11 | 12 | 13 | 14
| Technology | Steam boiler, Wood chips (Condensing) | [10 empty] | 1: Full application potential; 4: "x,n" indicate which end-use, n ref. to note"; 5: 1.Food, beverages and tobacco; 7: 2.Commodity production; 9: 3.Cement and non-metallic mineral (+Extraction of gravel and stone); 11: 4.Chemical industry; 13: 5.Metals, machinery and electronics |  | Current application potential |  |  | "x,n" indicate which end-use, n ref. to note" | 1.Food, beverages and tobacco |  | 2.Commodity production |  | 3.Cement and non-metallic mineral (+Extraction of gravel and stone) |  | 4.Chemical industry |  | 5.Metals, machinery and electronics
| Energy/technical data | 2020 | 2030 | 2040 | 2050 | Uncertainty (2030) |  | Uncertainty (2050) |  | Note | Ref |  | 1: Technology |  | Technology
[6 empty] | Lower | Upper | Lower | Upper |  |  |  | 2: Energy services; 3: End-use |  |  | Energy services | End-use
| Heat generation capacity for one unit (MW) | 20 | 20 | 20 | 20 | 1 | 50 | 1 | 50 | A | 3, 10 | [5 empty] | Direct % | Indirect % | Direct % | Indirect % | Direct % | Indirect % | Direct % | Indirect % | Direct % | Indirect % | [5 empty] | Direct % | Indirect % | Direct % | Indirect % | Direct % | Indirect % | Direct % | Indirect % | Direct % | Indirect %
| Total efficiency, net (%), nominel load | 116.1896 | 116.1896 | 116.1896 | 116.1896 | 88 | 117 | 88 | 117 | L,M | 11 |  | Steam boiler, Wood chips (Condensing) | High temperature | 6. Firing /Sintering |  | 0% | 0% | 0% | 0% | 0% | 0% | 0% | 0% | 0% | 0% |  | Steam boiler, Wood chips (Condensing) | High temperature | 6. Firing /Sintering |  | 0% | 0% | 0% | 0% | 0% | 0% | 0% | 0% | 0% | 0%
| Total efficiency, net (%), annual average | 116.1896 | 116.1896 | 116.1896 | 116.1896 | 88 | 117 | 88 | 117 | L,M | 11 |  | 3: 7. Melting /Casting |  |  |  | 7. Melting /Casting
| Auxiliary electricity consumption (% of heat gen) | 2.3 | 2.3 | 2.3 | 2.3 | 2.2 | 2.5 | 1.8 | 2.5 | B | 3 |  | 3: 9. Other processes >150C |  |  |  | 9. Other processes >150C
| Forced outage (%) | 3 | 3 | 3 | 3 | 3 | 3 | 3 | 3 | C | 3 |  |  | Medium temperature | 2. Heating/Boiling | x | 0% | 21% | 0% | 0% | 0% | 0% | 0% | 9% | 0% | 0% |  |  | Medium temperature | 2. Heating/Boiling | x | 0% | 21% | 0% | 0% | 0% | 0% | 0% | 9% | 0% | 0%
| Planned outage (weeks per year) | 3 | 3 | 3 | 3 | 2.6 | 3.5 | 2.3 | 3.8 | C | 3 |  | 3: 3. Drying; 4: x |  |  |  | 3. Drying | x
| Technical lifetime (years) | 25 | 25 | 25 | 25 | 20 | 35 | 20 | 35 |  | 3,5,8 |  | 3: 4. Dewatering; 4: x |  |  |  | 4. Dewatering | x
| Construction time (years) | 1 | 1 | 1 | 1 | 0.5 | 1.5 | 0.5 | 1.5 |  |  |  | 3: 5. Distillation; 4: x |  |  |  | 5. Distillation | x
| Regulation Ability | [11 empty] | 3: 8.Other processes <150⁰C,; 4: x |  |  |  | 8.Other processes <150⁰C, | x
| Minimum load (% of full load) | 20 | 20 | 20 | 20 | [5 empty] | 3 |  |  | Room heat | 12. spatial heating | x | 100% | 100% | 0% | 0% | 0% | 0% | 100% | 100% | 0% | 0% |  |  | Room heat | 12. spatial heating | x | 100% | 100% | 0% | 0% | 0% | 0% | 100% | 100% | 0% | 0%
| Warm start-up time (hours) | 0.3 | 0.3 | 0.3 | 0.3 | [5 empty] | 3
| Cold start-up time (hours) | 0.5 | 0.5 | 0.5 | 0.5 | [5 empty] | 3
Environment
| SO2 (g per GJ fuel) | 11 | 11 | 11 | 11 |  |  |  |  | D | 3, 9
| PM2.5 (g per GJ fuel) | 10 | 10 | 10 | 10 | [5 empty] | 9
| NOX (g per GJ fuel) | 63 | 49 | 46 | 41 | [5 empty] | 3, 9
| CH4 (g per GJ fuel) | 11 | 8 | 6 | 4 | [5 empty] | 3, 9
| N2O (g per GJ fuel) | 3 | 3 | 1 | 1 | [5 empty] | 3, 9
Financial data
| Nominal investment (M€ per MW) is the same as k EUR/kW [1000 EUR/kW] | 0.68 | 0.65 | 0.62 | 0.59 |  |  |  |  | E,F,G,H | 3,10
| - of which equipment (%) | 65 | 65 | 65 | 65 | [5 empty] | 3
| - of which installation (%) | 35 | 35 | 35 | 35 | [5 empty] | 3
| Fixed O&M (€/MJ/s/year) | 37000 | 35900 | 34800 | 33700 |  |  |  |  | H | 3
| Variable O&M (€/MWh) | 2.779 | 2.825 | 2.848 | 2.848 | [5 empty] | 3 |  | 1: 2.779
| - of which is electricity costs (€/MWh) | 1.679 | 1.725 | 1.748 | 1.748 |  |  |  |  | I | 3 |  | 1: 1.679
| - of which is other O&M costs (€/MWh) | 1.1 | 1.1 | 1.1 | 1.1 | [5 empty] | 3 |  | 1: The green should be copied to TIMES:
[13 empty] | YEAR | START | EFF | Input~ELCC | LIFE | INVCOST | FIXOM | VAROM | CAP2ACT | AFA | FEMIS~RESSOx | FEMIS~RESNOx | FEMIS~RESCH4 | FEMIS~RESN2O | FEMIS~RESPM
[18 empty] | Specific investment | Fix OM
| Technology specific data | [10 empty] | Total efficiency, net (%), annual average | [5 empty] | kr/kW | kr/kW/year | kr/GJ | Factor | Factor | g/GJ | g/GJ | g/GJ | g/GJ | g/GJ
| Indirect investments cost (M€ per MW) | - | - | - | - |  |  |  |  | J |  | 116.1896 | 2020 | 2020 | 1.1619 |  | 25 | 5066 | 275.65 | 5.751 |  |  | 11 | 63 | 11 | 3 | 10
| Non energy gains (M€ per MW) | - | - | - | - |  |  |  |  | J |  | 116.1896 | 2030 |  | 1.1619 |  | 25 | 4842.5 | 267.455 | 5.8462 |  |  | 11 | 49 | 8 | 3 | 10
| Startup cost (€/MW/startup) | - | - | - | - | [6 empty] | 116.1896 | 2040 |  | 1.1619 |  | 25 | 4619 | 259.26 | 5.8938 |  |  | 11 | 46 | 6 | 1 | 10
| Carbon capture removal of CO2 emissions (% of emission) | 90 | 90 | 90 | 90 | [5 empty] | 3 | 116.1896 | 2050 |  | 1.1619 |  | 25 | 4395.5 | 251.065 | 5.8938 |  |  | 11 | 41 | 4 | 1 | 10
| Temperature heat source supply (°C) | - | - | - | -
| Temperature heat source return (°C) | - | - | - | -
| Cooling generation capacity for one unit (MW) | - | - | - | -
| Specific investment in dkr/kW C50*$G$4*1000 specific/nominal? investment cost * currency conversion *1000 | 5066 | 4842.5 | 4619 | 4395.5 |  |  | Heat production capacity
| Specific investment in dkr/unit | 2533000 | 2421250 | 2309500 | 2197750 |  |  | 500 | kW
| FIX O&M dkr/kW/year C55*$G$4/1000 fixed OM * currency conversion | 275.65 | 267.455 | 259.26 | 251.065 |  |  | Check against the range for the "Heat production capacity for one unit (kW)" in the first row in the datasheet
| Variable O&M in dkr/GJ C56*$G$4/3,6 Variable OM * currency conversion | 5.751 | 5.8462 | 5.8938 | 5.8938
References
| 1 | Vigants, G., Galindoms, G., Veidenbergs, I., Vigants, E., & Blumberga, D. (2015). Efficiency diagram for district heating system with gas condensing unit. Energy Procedia, 72, 119–126.
| 2 | Danish Energy Agency, Heating installations, 2016 (updated 2018).
| 3 | Danish Energy Agency, Energy Plants for Electricity and District heating generation, 2016 (updated 2019)
| 4 | Applied Technologies of New York, Steam vs hot water boiler, 2016.
| 5 | ETSAP, Industrial Combustion Boilers, IEA ETSAP 2010.
| 6 | Chen, Q., Finney, K., Li, H., Zhang, X., Zhou, J., Sharifi, V., & Swithenbank, J. (2012). Condensing boiler applications in the process industry. Applied Energy, 89(1), 30–36.
| 7 | Vigants, G., Galindoms, G., Veidenbergs, I., Vigants, E., & Blumberga, D. (2015). Efficiency diagram for district heating system with gas condensing unit. Energy Procedia, 72, 119–126.
| 8 | EnergyVortex, ENERGY EFFICIENCY & INDUSTRIAL BOILER EFFICIENCY, 2010
| 9 | Danish Energy Agency, Forudsætninger for samfundsøkonomiske analyser på energiområdet, 2016
| 10 | Tjærborg Industri, Olie og gas kedler, 2019
| 11 | Rambøll Danmark, internal evaluation based on either existing projects, supplier offers, or pre-project studies. Used for estimation of the efficiency for technology "09a Wood Chips HOP" heat only boilers, woodchips 6W in the Technology Data - Energy Plants for Electricity and District heating generation, version 0007 January 2020
Notes
| A | Plants for district heating is around 6 MW, and CHP ranging up to 200-300 MW. 20 MW is considered commom in industry
| B | Assumed slightly higher than gas boiler
| C | Estimated based on gas boiler and wood CHP plant
| D | Will be reduced if carbon capture in installed
| E | Viegand Maagøe A/S experience
| F | Future cost prediction is based on average cost development of other similar technologies.
| G | 20 %-point lower for hot water boiler
| H | 5 % higher for wood pellet
| I | The cost of auxiliary electricity consumption is calculated using the following electricity prices in €/MWh: 2020: 73, 2030: 75, 2040: 76, 2050: 76. Includes transport tarif
| J | Not relevant to this technology
| L. | Assuming that the system is optimised at a inlet temperature of 40°C.
| M. | The efficiency is for a plant using woodchips with a water content of 50% and wetting of the combusting air. If other types of wood- biomass is assumed the efficiency should be reduced accordingly.
Biomass boiler new 3
[13 empty] | 1 | 2 | 3 | 4 | 5 | 6 | 7 | 8 | 9 | 10 | 11 | 12 | 13 | 14
| Technology | Hot water boiler, Wood Chips | [10 empty] | 1: Full application potential; 4: "x,n" indicate which end-use, n ref. to note"; 5: 1.Food, beverages and tobacco; 7: 2.Commodity production; 9: 3.Cement and non-metallic mineral (+Extraction of gravel and stone); 11: 4.Chemical industry; 13: 5.Metals, machinery and electronics |  | Current application potential |  |  | "x,n" indicate which end-use, n ref. to note" | 1.Food, beverages and tobacco |  | 2.Commodity production |  | 3.Cement and non-metallic mineral (+Extraction of gravel and stone) |  | 4.Chemical industry |  | 5.Metals, machinery and electronics
| Energy/technical data | 2020 | 2030 | 2040 | 2050 | Uncertainty (2030) |  | Uncertainty (2050) |  | Note | Ref |  | 1: Technology |  | Technology
[6 empty] | Lower | Upper | Lower | Upper |  |  |  | 2: Energy services; 3: End-use |  |  | Energy services | End-use
| Heat generation capacity for one unit (MW) | 20 | 20 | 20 | 20 | 1 | 50 | 1 | 50 | A | 3, 10 | [5 empty] | Direct % | Indirect % | Direct % | Indirect % | Direct % | Indirect % | Direct % | Indirect % | Direct % | Indirect % | [5 empty] | Direct % | Indirect % | Direct % | Indirect % | Direct % | Indirect % | Direct % | Indirect % | Direct % | Indirect %
| Total efficiency, net (%), nominel load | 91 | 91 | 91 | 92 | 90 | 93 | 91 | 94 | B | 5,6,7,8 |  | Hot water boiler, Wood Chips | High temperature | 6. Firing /Sintering |  | 0% | 0% | 0% | 0% | 0% | 0% | 0% | 0% | 0% | 0% |  | Hot water boiler, Wood Chips | High temperature | 6. Firing /Sintering |  | 0% | 0% | 0% | 0% | 0% | 0% | 0% | 0% | 0% | 0%
| Total efficiency, net (%), annual average | 90 | 90 | 90 | 91 | 89 | 92 | 90 | 93 |  | 5,6,7,8 |  | 3: 7. Melting /Casting |  |  |  | 7. Melting /Casting
| Auxiliary electricity consumption (% of heat gen) | 2.3 | 2.3 | 2.3 | 2.3 | 2.2 | 2.5 | 1.8 | 2.5 | C | 3 |  | 3: 9. Other processes >150C |  |  |  | 9. Other processes >150C
| Forced outage (%) | 3 | 3 | 3 | 3 | 3 | 3 | 3 | 3 | D | 3 |  |  | Medium temperature | 2. Heating/Boiling | x | 0% | 67% | 0% | 57% | 0% | 50% | 0% | 51% | 0% | 41% |  |  | Medium temperature | 2. Heating/Boiling | x | 0% | 16.75% | 0% | 14.25% | 0% | 12.5% | 0% | 12.75% | 0% | 10.25%
| Planned outage (weeks per year) | 3 | 3 | 3 | 3 | 2.6 | 3.5 | 2.3 | 3.8 | D | 3 |  | 3: 3. Drying; 4: x |  |  |  | 3. Drying | x
| Technical lifetime (years) | 25 | 25 | 25 | 25 | 20 | 35 | 20 | 35 |  | 3,5,8 |  | 3: 4. Dewatering |  |  |  | 4. Dewatering | x
| Construction time (years) | 1 | 1 | 1 | 1 | 0.5 | 1.5 | 0.5 | 1.5 |  |  |  | 3: 5. Distillation; 4: x |  |  |  | 5. Distillation
| Regulation Ability | [11 empty] | 3: 8.Other processes <150⁰C,; 4: x |  |  |  | 8.Other processes <150⁰C, | x
| Minimum load (% of full load) | 20 | 20 | 20 | 20 | [5 empty] | 3 |  |  | Room heat | 12. spatial heating | x | 100% | 100% | 100% | 100% | 100% | 100% | 100% | 100% | 100% | 100% |  |  | Room heat | 12. spatial heating | x | 100% | 100% | 100% | 100% | 100% | 100% | 100% | 100% | 100% | 100%
| Warm start-up time (hours) | 0.3 | 0.3 | 0.3 | 0.3 | [5 empty] | 3
| Cold start-up time (hours) | 0.5 | 0.5 | 0.5 | 0.5 | [5 empty] | 3
Environment
| SO2 (g per GJ fuel) | 11 | 11 | 11 | 11 |  |  |  |  | E | 3, 9
| PM2.5 (g per GJ fuel) | 10 | 10 | 10 | 10 | [5 empty] | 9
| NOX (g per GJ fuel) | 63 | 49 | 46 | 41 | [5 empty] | 3, 9
| CH4 (g per GJ fuel) | 11 | 8 | 6 | 4 | [5 empty] | 3, 9
| N2O (g per GJ fuel) | 3 | 3 | 1 | 1 | [5 empty] | 3, 9
Financial data
| Nominal investment (M€ per MW) is the same as k EUR/kW [1000 EUR/kW] | 0.61818 | 0.59091 | 0.56364 | 0.53636 |  |  |  |  | F,G,H | 3,10
| - of which equipment (%) | 60 | 60 | 60 | 60 | [5 empty] | 3
| - of which installation (%) | 40 | 40 | 40 | 40 | [5 empty] | 3
| Fixed O&M (€/MJ/s/year) | 33700 | 35900 | 34800 | 33700 |  |  |  |  | H | 3
| Variable O&M (€/MWh) | 2.779 | 2.825 | 2.848 | 2.848 | [5 empty] | 3 |  | 1: 2.779
| - of which is electricity costs (€/MWh) | 1.679 | 1.725 | 1.748 | 1.748 |  |  |  |  | I | 3 |  | 1: 1.679
| - of which is other O&M costs (€/MWh) | 1.1 | 1.1 | 1.1 | 1.1 | [5 empty] | 3 |  | 1: The green should be copied to TIMES:
[13 empty] | YEAR | START | EFF | Input~ELCC | LIFE | INVCOST | FIXOM | VAROM | CAP2ACT | AFA | FEMIS~RESSOx | FEMIS~RESNOx | FEMIS~RESCH4 | FEMIS~RESN2O | FEMIS~RESPM
[18 empty] | Specific investment | Fix OM
| Technology specific data | [10 empty] | Total efficiency, net (%), annual average | [5 empty] | kr/kW | kr/kW/year | kr/GJ | Factor | Factor | g/GJ | g/GJ | g/GJ | g/GJ | g/GJ
| Indirect investments cost (M€ per MW) | 0.035 | 0.03 | 0.03 | 0.03 |  |  |  |  | J |  | 90 | 2020 | 2020 | 0.9 |  | 25 | 4605.4545 | 251.065 | 5.751 |  |  | 11 | 63 | 11 | 3 | 10
| Non energy gains (M€ per MW) | - | - | - | - |  |  |  |  | K |  | 90 | 2030 |  | 0.9 |  | 25 | 4402.2727 | 267.455 | 5.8462 |  |  | 11 | 49 | 8 | 3 | 10
| Startup cost (€/MW/startup) | - | - | - | - | [6 empty] | 90 | 2040 |  | 0.9 |  | 25 | 4199.0909 | 259.26 | 5.8938 |  |  | 11 | 46 | 6 | 1 | 10
| Carbon capture removal of CO2 emissions (% of emission) | 90 | 90 | 90 | 90 | [5 empty] | 3 | 91 | 2050 |  | 0.91 |  | 25 | 3995.9091 | 251.065 | 5.8938 |  |  | 11 | 41 | 4 | 1 | 10
Temperature heat source supply (°C)
Temperature heat source return (°C)
Cooling generation capacity for one unit (MW)
| Specific investment in dkr/kW C50*$G$4*1000 specific/nominal? investment cost * currency conversion *1000 | 4605.4545 | 4402.2727 | 4199.0909 | 3995.9091 |  |  | Heat production capacity
| Specific investment in dkr/unit | 2302727.2727 | 2201136.3636 | 2099545.4545 | 1997954.5455 |  |  | 500 | kW
| FIX O&M dkr/kW/year C55*$G$4/1000 fixed OM * currency conversion | 251.065 | 267.455 | 259.26 | 251.065 |  |  | Check against the range for the "Heat production capacity for one unit (kW)" in the first row in the datasheet
| Variable O&M in dkr/GJ C56*$G$4/3,6 Variable OM * currency conversion | 5.751 | 5.8462 | 5.8938 | 5.8938
References
| 1 | Vigants, G., Galindoms, G., Veidenbergs, I., Vigants, E., & Blumberga, D. (2015). Efficiency diagram for district heating system with gas condensing unit. Energy Procedia, 72, 119–126.
| 2 | Danish Energy Agency, Heating installations, 2016 (updated 2018).
| 3 | Danish Energy Agency, Energy Plants for Electricity and District heating generation, 2016 (updated 2019)
| 4 | Applied Technologies of New York, Steam vs hot water boiler, 2016.
| 5 | ETSAP, Industrial Combustion Boilers, IEA ETSAP 2010.
| 6 | Chen, Q., Finney, K., Li, H., Zhang, X., Zhou, J., Sharifi, V., & Swithenbank, J. (2012). Condensing boiler applications in the process industry. Applied Energy, 89(1), 30–36.
| 7 | Vigants, G., Galindoms, G., Veidenbergs, I., Vigants, E., & Blumberga, D. (2015). Efficiency diagram for district heating system with gas condensing unit. Energy Procedia, 72, 119–126.
| 8 | EnergyVortex, ENERGY EFFICIENCY & INDUSTRIAL BOILER EFFICIENCY, 2010
| 9 | Danish Energy Agency, Forudsætninger for samfundsøkonomiske analyser på energiområdet, 2016
| 10 | Tjærborg Industri, Olie og gas kedler, 2019
Notes
| A | Plants for district heating is around 6 MW, and CHP ranging up to 200-300 MW. 20 MW is considered commom in industry
| B | 1 %-point higher for hot water boiler, due to assumed lower flue gas temperature
| C | Assumed slightly higher than gas boiler
| D | Estimated based on gas boiler and wood CHP plant
| E | Will be reduced if carbon capture in installed
| F | Viegand Maagøe A/S experience
| G | Future cost prediction is based on average cost development of other similar technologies.
| H | 5 % higher for wood pellet
| I | The cost of auxiliary electricity consumption is calculated using the following electricity prices in €/MWh: 2020: 73, 2030: 75, 2040: 76, 2050: 76. Includes transport tarif
| J | Relevant for hot water boiler, going from current potential to full potential
| K | Not relevant to this technology
Biomass boiler new 4
[13 empty] | 1 | 2 | 3 | 4 | 5 | 6 | 7 | 8 | 9 | 10 | 11 | 12 | 13 | 14
| Technology | Hot water boiler, Wood chips (Condensing) | [10 empty] | 1: Full application potential; 4: "x,n" indicate which end-use, n ref. to note"; 5: 1.Food, beverages and tobacco; 7: 2.Commodity production; 9: 3.Cement and non-metallic mineral (+Extraction of gravel and stone); 11: 4.Chemical industry; 13: 5.Metals, machinery and electronics |  | Current application potential |  |  | "x,n" indicate which end-use, n ref. to note" | 1.Food, beverages and tobacco |  | 2.Commodity production |  | 3.Cement and non-metallic mineral (+Extraction of gravel and stone) |  | 4.Chemical industry |  | 5.Metals, machinery and electronics
| Energy/technical data | 2020 | 2030 | 2040 | 2050 | Uncertainty (2030) |  | Uncertainty (2050) |  | Note | Ref |  | 1: Technology |  | Technology
[6 empty] | Lower | Upper | Lower | Upper |  |  |  | 2: Energy services; 3: End-use |  |  | Energy services | End-use
| Heat generation capacity for one unit (MW) | 20 | 20 | 20 | 20 | 1 | 50 | 1 | 50 | A | 3, 10 | [5 empty] | Direct % | Indirect % | Direct % | Indirect % | Direct % | Indirect % | Direct % | Indirect % | Direct % | Indirect % | [5 empty] | Direct % | Indirect % | Direct % | Indirect % | Direct % | Indirect % | Direct % | Indirect % | Direct % | Indirect %
| Total efficiency, net (%), nominel load | 116.1896 | 116.1896 | 116.1896 | 116.1896 | 88 | 117 | 88 | 117 | L,M | 11 |  | Hot water boiler, Wood chips (Condensing) | High temperature | 6. Firing /Sintering |  | 0% | 0% | 0% | 0% | 0% | 0% | 0% | 0% | 0% | 0% |  | Hot water boiler, Wood chips (Condensing) | High temperature | 6. Firing /Sintering |  | 0% | 0% | 0% | 0% | 0% | 0% | 0% | 0% | 0% | 0%
| Total efficiency, net (%), annual average | 116.1896 | 116.1896 | 116.1896 | 116.1896 | 88 | 117 | 88 | 117 | L,M | 11 |  | 3: 7. Melting /Casting |  |  |  | 7. Melting /Casting
| Auxiliary electricity consumption (% of heat gen) | 2.3 | 2.3 | 2.3 | 2.3 | 2.2 | 2.5 | 1.8 | 2.5 | B | 3 |  | 3: 9. Other processes >150C |  |  |  | 9. Other processes >150C
| Forced outage (%) | 3 | 3 | 3 | 3 | 3 | 3 | 3 | 3 | C | 3 |  |  | Medium temperature | 2. Heating/Boiling | x | 0% | 17% | 0% | 0% | 0% | 0% | 0% | 6% | 0% | 0% |  |  | Medium temperature | 2. Heating/Boiling | x | 0% | 4.25% | 0% | 0% | 0% | 0% | 0% | 1.5% | 0% | 0%
| Planned outage (weeks per year) | 3 | 3 | 3 | 3 | 2.6 | 3.5 | 2.3 | 3.8 | C | 3 |  | 3: 3. Drying; 4: x |  |  |  | 3. Drying | x
| Technical lifetime (years) | 25 | 25 | 25 | 25 | 20 | 35 | 20 | 35 |  | 3,5,8 |  | 3: 4. Dewatering |  |  |  | 4. Dewatering | x
| Construction time (years) | 1 | 1 | 1 | 1 | 0.5 | 1.5 | 0.5 | 1.5 |  |  |  | 3: 5. Distillation; 4: x |  |  |  | 5. Distillation
| Regulation Ability | [11 empty] | 3: 8.Other processes <150⁰C,; 4: x |  |  |  | 8.Other processes <150⁰C, | x
| Minimum load (% of full load) | 20 | 20 | 20 | 20 | [5 empty] | 3 |  |  | Room heat | 12. spatial heating | x | 100% | 100% | 0% | 0% | 0% | 0% | 100% | 100% | 0% | 0% |  |  | Room heat | 12. spatial heating | x | 100% | 100% | 0% | 0% | 0% | 0% | 100% | 100% | 0% | 0%
| Warm start-up time (hours) | 0.3 | 0.3 | 0.3 | 0.3 | [5 empty] | 3
| Cold start-up time (hours) | 0.5 | 0.5 | 0.5 | 0.5 | [5 empty] | 3
Environment
| SO2 (g per GJ fuel) | 11 | 11 | 11 | 11 |  |  |  |  | D | 3, 9
| PM2.5 (g per GJ fuel) | 10 | 10 | 10 | 10 | [5 empty] | 9
| NOX (g per GJ fuel) | 63 | 49 | 46 | 41 | [5 empty] | 3, 9
| CH4 (g per GJ fuel) | 11 | 8 | 6 | 4 | [5 empty] | 3, 9
| N2O (g per GJ fuel) | 3 | 3 | 1 | 1 | [5 empty] | 3, 9
Financial data
| Nominal investment (M€ per MW) is the same as k EUR/kW [1000 EUR/kW] | 0.68 | 0.65 | 0.62 | 0.59 |  |  |  |  | E,F,G | 3,10
| - of which equipment (%) | 65 | 65 | 65 | 65 | [5 empty] | 3
| - of which installation (%) | 35 | 35 | 35 | 35 | [5 empty] | 3
| Fixed O&M (€/MJ/s/year) | 37000 | 35900 | 34800 | 33700 |  |  |  |  | G | 3
| Variable O&M (€/MWh) | 2.779 | 2.825 | 2.848 | 2.848 | [5 empty] | 3 |  | 1: 2.779
| - of which is electricity costs (€/MWh) | 1.679 | 1.725 | 1.748 | 1.748 |  |  |  |  | H | 3 |  | 1: 1.679
| - of which is other O&M costs (€/MWh) | 1.1 | 1.1 | 1.1 | 1.1 | [5 empty] | 3 |  | 1: The green should be copied to TIMES:
[13 empty] | YEAR | START | EFF | Input~ELCC | LIFE | INVCOST | FIXOM | VAROM | CAP2ACT | AFA | FEMIS~RESSOx | FEMIS~RESNOx | FEMIS~RESCH4 | FEMIS~RESN2O | FEMIS~RESPM
[18 empty] | Specific investment | Fix OM
| Technology specific data | [10 empty] | Total efficiency, net (%), annual average | [5 empty] | kr/kW | kr/kW/year | kr/GJ | Factor | Factor | g/GJ | g/GJ | g/GJ | g/GJ | g/GJ
| Indirect investments cost (M€ per MW) | 0.035 | 0.03 | 0.03 | 0.03 |  |  |  |  | I |  | 116.1896 | 2020 | 2020 | 1.1619 |  | 25 | 5066 | 275.65 | 5.751 |  |  | 11 | 63 | 11 | 3 | 10
| Non energy gains (M€ per MW) | - | - | - | - |  |  |  |  | J |  | 116.1896 | 2030 |  | 1.1619 |  | 25 | 4842.5 | 267.455 | 5.8462 |  |  | 11 | 49 | 8 | 3 | 10
| Startup cost (€/MW/startup) | - | - | - | - | [6 empty] | 116.1896 | 2040 |  | 1.1619 |  | 25 | 4619 | 259.26 | 5.8938 |  |  | 11 | 46 | 6 | 1 | 10
| Carbon capture removal of CO2 emissions (% of emission) | 90 | 90 | 90 | 90 | [5 empty] | 3 | 116.1896 | 2050 |  | 1.1619 |  | 25 | 4395.5 | 251.065 | 5.8938 |  |  | 11 | 41 | 4 | 1 | 10
Temperature heat source supply (°C)
Temperature heat source return (°C)
Cooling generation capacity for one unit (MW)
| Specific investment in dkr/kW C50*$G$4*1000 specific/nominal? investment cost * currency conversion *1000 | 5066 | 4842.5 | 4619 | 4395.5 |  |  | Heat production capacity
| Specific investment in dkr/unit | 2533000 | 2421250 | 2309500 | 2197750 |  |  | 500 | kW
| FIX O&M dkr/kW/year C55*$G$4/1000 fixed OM * currency conversion | 275.65 | 267.455 | 259.26 | 251.065 |  |  | Check against the range for the "Heat production capacity for one unit (kW)" in the first row in the datasheet
| Variable O&M in dkr/GJ C56*$G$4/3,6 Variable OM * currency conversion | 5.751 | 5.8462 | 5.8938 | 5.8938
References
| 1 | Vigants, G., Galindoms, G., Veidenbergs, I., Vigants, E., & Blumberga, D. (2015). Efficiency diagram for district heating system with gas condensing unit. Energy Procedia, 72, 119–126.
| 2 | Danish Energy Agency, Heating installations, 2016 (updated 2018).
| 3 | Danish Energy Agency, Energy Plants for Electricity and District heating generation, 2016 (updated 2019)
| 4 | Applied Technologies of New York, Steam vs hot water boiler, 2016.
| 5 | ETSAP, Industrial Combustion Boilers, IEA ETSAP 2010.
| 6 | Chen, Q., Finney, K., Li, H., Zhang, X., Zhou, J., Sharifi, V., & Swithenbank, J. (2012). Condensing boiler applications in the process industry. Applied Energy, 89(1), 30–36.
| 7 | Vigants, G., Galindoms, G., Veidenbergs, I., Vigants, E., & Blumberga, D. (2015). Efficiency diagram for district heating system with gas condensing unit. Energy Procedia, 72, 119–126.
| 8 | EnergyVortex, ENERGY EFFICIENCY & INDUSTRIAL BOILER EFFICIENCY, 2010
| 9 | Danish Energy Agency, Forudsætninger for samfundsøkonomiske analyser på energiområdet, 2016
| 10 | Tjærborg Industri, Olie og gas kedler, 2019
Notes
| A | Plants for district heating is around 6 MW, and CHP ranging up to 200-300 MW. 20 MW is considered commom in industry
| B | 1 %-point higher for hot water boiler, due to assumed lower flue gas temperature
| C | Assumed slightly higher than gas boiler
| D | Estimated based on gas boiler and wood CHP plant
| E | Will be reduced if carbon capture in installed
| F | Viegand Maagøe A/S experience
| G | Future cost prediction is based on average cost development of other similar technologies.
| H | 5 % higher for wood pellet
| I | The cost of auxiliary electricity consumption is calculated using the following electricity prices in €/MWh: 2020: 73, 2030: 75, 2040: 76, 2050: 76. Includes transport tarif
| J | Relevant for hot water boiler, going from current potential to full potential
| K | Not relevant to this technology

## Coal boiler
Steam boiler, Coal
|  |  |  | Currency | 7.45 | kr/€
Coal boiler new 1
[13 empty] | 1 | 2 | 3 | 4 | 5 | 6 | 7 | 8 | 9 | 10 | 11 | 12 | 13 | 14 | 15 | 16
| Technology | Steam boiler, Coal | [10 empty] | 1: Full application potential; 4: "x,n" indicate which end-use, n ref. to note"; 5: 1.Food, beverages and tobacco; 7: 2.Commodity production; 9: 3.Cement and non-metallic mineral (+Extraction of gravel and stone); 11: 4.Chemical industry; 13: 5.Metals, machinery and electronics; 15: Others | Current application potential |  |  | "x,n" indicate which end-use, n ref. to note" | 1.Food, beverages and tobacco |  | 2.Commodity production |  | 3.Cement and non-metallic mineral (+Extraction of gravel and stone) |  | 4.Chemical industry |  | 5.Metals, machinery and electronics
| Energy/technical data | 2020 | 2030 | 2040 | 2050 | Uncertainty (2030) |  | Uncertainty (2050) |  | Note | Ref |  | 1: Technology | Technology
[6 empty] | Lower | Upper | Lower | Upper |  |  |  | 2: Energy services; 3: End-use |  | Energy services | End-use
| Heat generation capacity for one unit (MW) | 20 | 20 | 20 | 20 | 1 | 50 | 1 | 50 | A | 3 | [5 empty] | Direct % | Indirect % | Direct % | Indirect % | Direct % | Indirect % | Direct % | Indirect % | Direct % | Indirect % | Direct % | Indirect % |  |  |  |  | Direct % | Indirect % | Direct % | Indirect % | Direct % | Indirect % | Direct % | Indirect % | Direct % | Indirect %
| Total efficiency, net (%), nominel load | 90 | 90 | 91 | 92 | 88 | 91.8 | 88 | 93.84 | B | 5,6,7,8 |  | Steam boiler, Coal | High temperature | 6. Firing /Sintering |  | 0% | 100% | 0% | 100% | 90% | 100% | 0% | 100% | 0% | 100% | 100% | 100% | Steam boiler, Coal | High temperature | 6. Firing /Sintering |  | 0% | 100% | 0% | 100% | 0% | 100% | 0% | 100% | 0% | 100%
| Total efficiency, net (%), annual average | 89 | 89 | 90 | 91 | 87 | 90.8 | 87 | 92.84 |  | 5,6,7,8 |  | 3: 7. Melting /Casting |  |  | 7. Melting /Casting
| Auxiliary electricity consumption (% of heat gen) | 1.1 | 1.1 | 1.1 | 1.1 | 1 | 1.5 | 1 | 1.5 | C | 3 |  | 3: 9. Other processes >150C |  |  | 9. Other processes >150C
| Forced outage (%) | 1.2 | 1.2 | 1.2 | 1.2 | 0.1 | 2.2 | 0.1 | 2.2 | D | 3 |  |  | Medium temperature | 2. Heating/Boiling | x | 0% | 100% | 0% | 100% | 100% | 97% | 0% | 100% | 0% | 100% | 100% | 100% |  | Medium temperature | 2. Heating/Boiling | x | 0% | 100% | 0% | 100% | 0% | 97% | 0% | 100% | 0% | 100%
| Planned outage (weeks per year) | 0.9 | 0.9 | 0.9 | 0.9 | 0.8 | 1.1 | 0.8 | 1.1 | D | 3 |  | 3: 3. Drying; 4: x |  |  | 3. Drying | x
| Technical lifetime (years) | 25 | 25 | 25 | 25 | 20 | 30 | 20 | 30 |  | 3,5,8 |  | 3: 4. Dewatering; 4: x |  |  | 4. Dewatering | x
| Construction time (years) | 0.5 | 0.5 | 0.5 | 0.5 | 0.2 | 0.7 | 0.2 | 0.7 |  |  |  | 3: 5. Distillation; 4: x |  |  | 5. Distillation | x
| Regulation Ability | [11 empty] | 3: 8.Other processes <150⁰C,; 4: x |  |  | 8.Other processes <150⁰C, | x
| Minimum load (% of full load) | 15 | 15 | 15 | 15 | [5 empty] | 3 |  |  | Room heat | 12. spatial heating | x | 0% | 100% | 0% | 100% | 0% | 100% | 0% | 100% | 0% | 100% | 100% | 100% |  | Room heat | 12. spatial heating | x | 100% | 100% | 100% | 100% | 100% | 100% | 100% | 100% | 100% | 100%
| Warm start-up time (hours) | 0.1 | 0.1 | 0.1 | 0.1 | [5 empty] | 3
| Cold start-up time (hours) | 0.4 | 0.4 | 0.4 | 0.4 | [5 empty] | 3
| Environment | [11 empty] | 6: Orange marks direct firing
| SO2 (g per GJ fuel) | 8 | 8 | 8 | 8 |  |  |  |  | E | 3, 9
| PM2.5 (g per GJ fuel) | 2.1 | 2.1 | 2.1 | 2.1 | [5 empty] | 9
| NOX (g per GJ fuel) | 35 | 35 | 35 | 35 | [5 empty] | 3, 9
| CH4 (g per GJ fuel) | 1.5 | 1.5 | 1.5 | 1.5 | [5 empty] | 3, 9
| N2O (g per GJ fuel) | 0.8 | 0.8 | 0.8 | 0.8 | [5 empty] | 3, 9
Financial data
| Nominal investment (M€ per MW) | 0.5 | 0.46576 | 0.446 | 0.44046 |  |  |  |  | F,G,H | 3,10
| - of which equipment (%) | 60 | 60 | 60 | 60 | [5 empty] | 3
| - of which installation (%) | 40 | 40 | 40 | 40 | [5 empty] | 3
| Fixed O&M (€/MJ/s/year) | 33700 | 32600 | 31600 | 30600 | [5 empty] | 3
| Variable O&M (€/MWh) | 1.903 | 1.925 | 1.936 | 1.936 | [5 empty] | 3 |  | 1: 1.903
| - of which is electricity costs (€/MWh) | 0.803 | 0.825 | 0.836 | 0.836 |  |  |  |  | I | 3 |  | 1: 0.803
| - of which is other O&M costs (€/MWh) | 1.1 | 1.1 | 1.1 | 1.1 | [5 empty] | 3 |  | 1: The green should be copied to TIMES:
[13 empty] | YEAR | START | EFF | Input~ELCC | LIFE | INVCOST | FIXOM | VAROM | CAP2ACT | AFA | FEMIS~RESSOx | FEMIS~RESNOx | FEMIS~RESCH4 | FEMIS~RESN2O | FEMIS~RESPM
[18 empty] | Specific investment | Fix OM
| Technology specific data | [10 empty] | Total efficiency, net (%), annual average | [5 empty] | kr/kW | kr/kW/year | kr/GJ | Factor | Factor | g/GJ | g/GJ | g/GJ | g/GJ | g/GJ
| Indirect investments cost (M€ per MW) | - | - | - | - |  |  |  |  | J |  | 89 | 2020 | 2020 | 0.89 |  | 25 | 3725 | 251.065 | 3.9382 |  |  | 8 | 35 | 1.5 | 0.8 | 2.1
| Non energy gains (M€ per MW) | - | - | - | - |  |  |  |  | J |  | 89 | 2030 |  | 0.89 |  | 25 | 3469.9403 | 242.87 | 3.9837 |  |  | 8 | 35 | 1.5 | 0.8 | 2.1
| Startup cost (€/MW/startup) | - | - | - | - | [6 empty] | 90 | 2040 |  | 0.9 |  | 25 | 3322.7 | 235.42 | 4.0064 |  |  | 8 | 35 | 1.5 | 0.8 | 2.1
| Carbon capture removal of CO2 emissions (% of emission) | 90 | 90 | 90 | 90 | [5 empty] | 3 | 91 | 2050 |  | 0.91 |  | 25 | 3281.3986 | 227.97 | 4.0064 |  |  | 8 | 35 | 1.5 | 0.8 | 2.1
| Temperature heat source supply (°C) | - | - | - | -
| Temperature heat source return (°C) | - | - | - | -
| Cooling generation capacity for one unit (MW) | - | - | - | -
| Specific investment in dkr/kW C50*$G$4*1000 specific/nominal? investment cost * currency conversion *1000 | 3725 | 3469.9403 | 3322.7 | 3281.3986 |  |  | Heat production capacity
| Specific investment in dkr/unit | 1862500 | 1734970.1731 | 1661350 | 1640699.2879 |  |  | 500 | kW
| FIX O&M dkr/kW/year C55*$G$4/1000 fixed OM * currency conversion | 251.065 | 242.87 | 235.42 | 227.97 |  |  | Check against the range for the "Heat production capacity for one unit (kW)" in the first row in the datasheet
| Variable O&M in dkr/GJ C56*$G$4/3,6 Variable OM * currency conversion | 3.9382 | 3.9837 | 4.0064 | 4.0064
References
| 1 | Vigants, G., Galindoms, G., Veidenbergs, I., Vigants, E., & Blumberga, D. (2015). Efficiency diagram for district heating system with gas condensing unit. Energy Procedia, 72, 119–126.
| 2 | Danish Energy Agency, Heating installations, 2016 (updated 2018).
| 3 | Danish Energy Agency, Energy Plants for Electricity and District heating generation, 2016 (updated 2019)
| 4 | Applied Technologies of New York, Steam vs hot water boiler, 2016.
| 5 | ETSAP, Industrial Combustion Boilers, IEA ETSAP 2010.
| 6 | Chen, Q., Finney, K., Li, H., Zhang, X., Zhou, J., Sharifi, V., & Swithenbank, J. (2012). Condensing boiler applications in the process industry. Applied Energy, 89(1), 30–36.
| 7 | Vigants, G., Galindoms, G., Veidenbergs, I., Vigants, E., & Blumberga, D. (2015). Efficiency diagram for district heating system with gas condensing unit. Energy Procedia, 72, 119–126.
| 8 | EnergyVortex, ENERGY EFFICIENCY & INDUSTRIAL BOILER EFFICIENCY, 2010
| 9 | Danish Energy Agency, Forudsætninger for samfundsøkonomiske analyser på energiområdet, 2016
| 10 | Tjærborg Industri, Olie og gas kedler, 2019
Notes
| A | Only a few plant of this type is in operation in Denmark. Nordic Suger operates a 33 MW - which is considered above average
| B | 1 %-point higher for hot water boiler, due to assumed lower flue gas temperature
| C | Assumed slightly higher than gas boiler
| D | Estimated based on gas boiler and coal CHP plant
| E | Will be reduced if carbon capture in installed
| F | Viegand Maagøe A/S experience
| G | Future cost prediction is based on average cost development of other similar technologies.
| H | 20 %-point lower for hot water boiler
| I | The cost of auxiliary electricity consumption is calculated using the following electricity prices in €/MWh: 2020: 73, 2030: 75, 2040: 76, 2050: 76. Includes transport tarif
| J | Not relevant to this technology
Hot water boiler, Coal
Coal boiler new 2
[13 empty] | 1 | 2 | 3 | 4 | 5 | 6 | 7 | 8 | 9 | 10 | 11 | 12 | 13 | 14 | 15 | 16
| Technology | Hot water boiler, Coal | [10 empty] | 1: Full application potential; 4: "x,n" indicate which end-use, n ref. to note"; 5: 1.Food, beverages and tobacco; 7: 2.Commodity production; 9: 3.Cement and non-metallic mineral (+Extraction of gravel and stone); 11: 4.Chemical industry; 13: 5.Metals, machinery and electronics; 15: Others | Current application potential |  |  | "x,n" indicate which end-use, n ref. to note" | 1.Food, beverages and tobacco |  | 2.Commodity production |  | 3.Cement and non-metallic mineral (+Extraction of gravel and stone) |  | 4.Chemical industry |  | 5.Metals, machinery and electronics
| Energy/technical data | 2020 | 2030 | 2040 | 2050 | Uncertainty (2030) |  | Uncertainty (2050) |  | Note | Ref |  | 1: Technology | Technology
[6 empty] | Lower | Upper | Lower | Upper |  |  |  | 2: Energy services; 3: End-use |  | Energy services | End-use
| Heat generation capacity for one unit (MW) | 20 | 20 | 20 | 20 | 1 | 50 | 1 | 50 | A | 3 | [5 empty] | Direct % | Indirect % | Direct % | Indirect % | Direct % | Indirect % | Direct % | Indirect % | Direct % | Indirect % | Direct % | Indirect % |  |  |  |  | Direct % | Indirect % | Direct % | Indirect % | Direct % | Indirect % | Direct % | Indirect % | Direct % | Indirect %
| Total efficiency, net (%), nominel load | 90 | 90 | 91 | 92 | 88 | 91.8 | 88 | 92.92 |  | 5,6,7,8 |  | Hot water boiler, Coal | High temperature | 6. Firing /Sintering |  | 0% | 0% | 0% | 0% | 0% | 0% | 0% | 0% | 0% | 0% | 0% | 0% | Hot water boiler, Coal | High temperature | 6. Firing /Sintering |  | 0% | 0% | 0% | 0% | 0% | 0% | 0% | 0% | 0% | 0%
| Total efficiency, net (%), annual average | 89 | 89 | 90 | 91 | 87 | 90.8 | 87 | 91.92 |  | 5,6,7,8 |  | 3: 7. Melting /Casting |  |  | 7. Melting /Casting
| Auxiliary electricity consumption (% of heat gen) | 1.1 | 1.1 | 1.1 | 1.1 | 1 | 1.5 | 1 | 1.5 | B | 3 |  | 3: 9. Other processes >150C |  |  | 9. Other processes >150C
| Forced outage (%) | 1.2 | 1.2 | 1.2 | 1.2 | 0.1 | 2.2 | 0.1 | 2.2 | C | 3 |  |  | Medium temperature | 2. Heating/Boiling | x | 0% | 67% | 0% | 57% | 0% | 50% | 0% | 51% | 0% | 41% | 0% | 41% |  | Medium temperature | 2. Heating/Boiling | x | 0% | 16.75% | 0% | 14.25% | 0% | 12.5% | 0% | 12.75% | 0% | 10.25%
| Planned outage (weeks per year) | 0.9 | 0.9 | 0.9 | 0.9 | 0.8 | 1.1 | 0.8 | 1.1 | C | 3 |  | 3: 3. Drying; 4: x |  |  | 3. Drying | x
| Technical lifetime (years) | 25 | 25 | 25 | 25 | 20 | 30 | 20 | 30 |  | 3,5,8 |  | 3: 4. Dewatering |  |  | 4. Dewatering | x
| Construction time (years) | 0.5 | 0.5 | 0.5 | 0.5 | 0.2 | 0.7 | 0.2 | 0.7 |  |  |  | 3: 5. Distillation; 4: x |  |  | 5. Distillation
| Regulation Ability | [11 empty] | 3: 8.Other processes <150⁰C,; 4: x |  |  | 8.Other processes <150⁰C, | x
| Minimum load (% of full load) | 15 | 15 | 15 | 15 | [5 empty] | 3 |  |  | Room heat | 12. spatial heating | x | 100% | 100% | 100% | 100% | 100% | 100% | 100% | 100% | 100% | 100% | 100% | 100% |  | Room heat | 12. spatial heating | x | 100% | 100% | 100% | 100% | 100% | 100% | 100% | 100% | 100% | 100%
| Warm start-up time (hours) | 0.1 | 0.1 | 0.1 | 0.1 | [5 empty] | 3
| Cold start-up time (hours) | 0.4 | 0.4 | 0.4 | 0.4 | [5 empty] | 3
Environment
| SO2 (g per GJ fuel) | 8 | 8 | 8 | 8 |  |  |  |  | D | 3, 9
| PM2.5 (g per GJ fuel) | 2.1 | 2.1 | 2.1 | 2.1 | [5 empty] | 9
| NOX (g per GJ fuel) | 35 | 35 | 35 | 35 | [5 empty] | 3, 9
| CH4 (g per GJ fuel) | 1.5 | 1.5 | 1.5 | 1.5 | [5 empty] | 3, 9
| N2O (g per GJ fuel) | 0.8 | 0.8 | 0.8 | 0.8 | [5 empty] | 3, 9
Financial data
| Nominal investment (M€ per MW) | 0.5 | 0.5 | 0.5 | 0.5 |  |  |  |  | E,F | 3,10
| - of which equipment (%) | 60 | 60 | 60 | 60 | [5 empty] | 3
| - of which installation (%) | 40 | 40 | 40 | 40 | [5 empty] | 3
| Fixed O&M (€/MJ/s/year) | 33700 | 32600 | 31600 | 30600 | [5 empty] | 3
| Variable O&M (€/MWh) | 1.903 | 1.925 | 1.936 | 1.936 | [5 empty] | 3 |  | 1: 1.903
| - of which is electricity costs (€/MWh) | 0.803 | 0.825 | 0.836 | 0.836 |  |  |  |  | G | 3 |  | 1: 0.803
| - of which is other O&M costs (€/MWh) | 1.1 | 1.1 | 1.1 | 1.1 | [5 empty] | 3 |  | 1: The green should be copied to TIMES:
[13 empty] | YEAR | START | EFF | Input~ELCC | LIFE | INVCOST | FIXOM | VAROM | CAP2ACT | AFA | FEMIS~RESSOx | FEMIS~RESNOx | FEMIS~RESCH4 | FEMIS~RESN2O | FEMIS~RESPM
[18 empty] | Specific investment | Fix OM
| Technology specific data | [10 empty] | Total efficiency, net (%), annual average | [5 empty] | kr/kW | kr/kW/year | kr/GJ | Factor | Factor | g/GJ | g/GJ | g/GJ | g/GJ | g/GJ
| Indirect investments cost (M€ per MW) | 0.035 | 0.03 | 0.03 | 0.03 |  |  |  |  | H |  | 89 | 2020 | 2020 | 0.89 |  | 25 | 3725 | 251.065 | 3.9382 |  |  | 8 | 35 | 1.5 | 0.8 | 2.1
| Non energy gains (M€ per MW) | - | - | - | - |  |  |  |  | I |  | 89 | 2030 |  | 0.89 |  | 25 | 3725 | 242.87 | 3.9837 |  |  | 8 | 35 | 1.5 | 0.8 | 2.1
| Startup cost (€/MW/startup) | - | - | - | - | [6 empty] | 90 | 2040 |  | 0.9 |  | 25 | 3725 | 235.42 | 4.0064 |  |  | 8 | 35 | 1.5 | 0.8 | 2.1
| Carbon capture removal of CO2 emissions (% of emission) | 90 | 90 | 90 | 90 | [5 empty] | 3 | 91 | 2050 |  | 0.91 |  | 25 | 3725 | 227.97 | 4.0064 |  |  | 8 | 35 | 1.5 | 0.8 | 2.1
Temperature heat source supply (°C)
Temperature heat source return (°C)
Cooling generation capacity for one unit (MW)
| Specific investment in dkr/kW C50*$G$4*1000 specific/nominal? investment cost * currency conversion *1000 | 3725 | 3725 | 3725 | 3725 |  |  | Heat production capacity
| Specific investment in dkr/unit | 1862500 | 1862500 | 1862500 | 1862500 |  |  | 500 | kW
| FIX O&M dkr/kW/year C55*$G$4/1000 fixed OM * currency conversion | 251.065 | 242.87 | 235.42 | 227.97 |  |  | Check against the range for the "Heat production capacity for one unit (kW)" in the first row in the datasheet
| Variable O&M in dkr/GJ C56*$G$4/3,6 Variable OM * currency conversion | 3.9382 | 3.9837 | 4.0064 | 4.0064
References
| 1 | Vigants, G., Galindoms, G., Veidenbergs, I., Vigants, E., & Blumberga, D. (2015). Efficiency diagram for district heating system with gas condensing unit. Energy Procedia, 72, 119–126.
| 2 | Danish Energy Agency, Heating installations, 2016 (updated 2018).
| 3 | Danish Energy Agency, Energy Plants for Electricity and District heating generation, 2016 (updated 2019)
| 4 | Applied Technologies of New York, Steam vs hot water boiler, 2016.
| 5 | ETSAP, Industrial Combustion Boilers, IEA ETSAP 2010.
| 6 | Chen, Q., Finney, K., Li, H., Zhang, X., Zhou, J., Sharifi, V., & Swithenbank, J. (2012). Condensing boiler applications in the process industry. Applied Energy, 89(1), 30–36.
| 7 | Vigants, G., Galindoms, G., Veidenbergs, I., Vigants, E., & Blumberga, D. (2015). Efficiency diagram for district heating system with gas condensing unit. Energy Procedia, 72, 119–126.
| 8 | EnergyVortex, ENERGY EFFICIENCY & INDUSTRIAL BOILER EFFICIENCY, 2010
| 9 | Danish Energy Agency, Forudsætninger for samfundsøkonomiske analyser på energiområdet, 2016
| 10 | Tjærborg Industri, Olie og gas kedler, 2019
Notes
| A | Only a few plant of this type is in operation in Denmark. Nordic Suger operates a 33 MW - which is considered above average
| B | Assumed slightly higher than gas boiler
| C | Estimated based on gas boiler and coal CHP plant
| D | Will be reduced if carbon capture in installed
| E | Viegand Maagøe A/S experience
| F | Future cost prediction is based on average cost development of other similar technologies.
| G | The cost of auxiliary electricity consumption is calculated using the following electricity prices in €/MWh: 2020: 73, 2030: 75, 2040: 76, 2050: 76. Includes transport tarif
| H | Relevant for hot water boiler, going from current potential to full potential
| I | Not relevant to this technology

## Trad. Heat pump 80C
Heat pump, up to 80 °C, Temp lift = 60 K
|  |  |  | Currency | 7.45 | kr/€ | [8 empty] | 9 |  |  |  |  | 3.Cement and non-metallic mineral (+Extraction of gravel and stone) | 10
Heat pump 80C new 1
[13 empty] | 1 | 2 | 3 | 4 | 5 | 6 | 7 | 8 | 9 | 10 | 11 | 12 | 13 | 14 | 15 | 16
| Technology | Heat pump, up to 80 °C, Temp lift = 60 K | [10 empty] | 1: Full application potential; 4: "x,n" indicate which end-use, n ref. to note"; 5: 1.Food, beverages and tobacco; 7: 2.Commodity production; 9: 3.Cement and non-metallic mineral (+Extraction of gravel and stone); 11: 4.Chemical industry; 13: 5.Metals, machinery and electronics; 15: Others | Current application potential |  |  | "x,n" indicate which end-use, n ref. to note" | 1.Food, beverages and tobacco |  | 2.Commodity production |  | 3.Cement and non-metallic mineral (+Extraction of gravel and stone) |  | 4.Chemical industry |  | 5.Metals, machinery and electronics
| Energy/technical data | 2020 | 2030 | 2040 | 2050 | Uncertainty (2030) |  | Uncertainty (2050) |  | Note | Ref |  | 1: Technology | Technology
[6 empty] | Lower | Upper | Lower | Upper |  |  |  | 2: Energy services; 3: End-use |  | Energy services | End-use
| Heat generation capacity for one unit (MW) | 3 | 3 | 3 | 3 | 0.5 | 5 | 0.5 | 5 | A | 1, 3 | [5 empty] | Direct % | Indirect % | Direct % | Indirect % | Direct % | Indirect % | Direct % | Indirect % | Direct % | Indirect % | Direct % | Indirect % |  |  |  |  | Direct % | Indirect % | Direct % | Indirect % | Direct % | Indirect % | Direct % | Indirect % | Direct % | Indirect %
| Total efficiency, net (%), nominel load | 388 | 399.64 | 407.6328 | 411.7091 | 388 | 407.4 | 399.3579 | 419.9433 | B | 1, 3 |  | Heat pump, up to 80 °C, Temp lift = 60 K | High temperature | 6. Firing /Sintering |  | 0% | 0% | 0% | 0% | 0% | 0% | 0% | 0% | 0% | 0% | 0% | 0% | Heat pump, up to 80 °C, Temp lift = 60 K | High temperature | 6. Firing /Sintering |  | 0% | 0% | 0% | 0% | 0% | 0% | 0% | 0% | 0% | 0%
| Total efficiency, net (%), annual average | 383 | 394.64 | 402.6328 | 406.7091 | 383 | 402.4 | 394.3579 | 414.9433 | B,C |  |  | 3: 7. Melting /Casting |  |  | 7. Melting /Casting
| Auxiliary electricity consumption (% of heat gen) | 2 | 2 | 2 | 2 | 1 | 4 | 1 | 4 |  | 1.4 |  | 3: 9. Other processes >150C |  |  | 9. Other processes >150C
| Forced outage (%) | 0 | 0 | 0 | 0 | 0 | 1 | 0 | 1 | D |  |  |  | Medium temperature | 2. Heating/Boiling | x | 0% | 21% | 0% | 22% | 0% | 15% | 0% | 14% | 0% | 14% | 0% | 0% |  | Medium temperature | 2. Heating/Boiling | x | 0% | 5.25% | 0% | 5.5% | 0% | 3.75% | 0% | 3.5% | 0% | 3.5%
| Planned outage (weeks per year) | 1 | 1 | 1 | 1 | 0.5 | 2 | 0.5 | 2 |  | 1.4 |  | 3: 3. Drying; 4: x |  |  | 3. Drying | x
| Technical lifetime (years) | 20 | 20 | 20 | 20 | 15 | 30 | 15 | 30 |  | 4 |  | 3: 4. Dewatering |  |  | 4. Dewatering
| Construction time (years) | 0.5 | 0.5 | 0.5 | 0.5 | 0.3 | 0.7 | 0.3 | 0.7 |  | 4 |  | 3: 5. Distillation; 4: x |  |  | 5. Distillation | x
| Regulation Ability | [11 empty] | 3: 8.Other processes <150⁰C,; 4: x |  |  | 8.Other processes <150⁰C, | x
| Minimum load (% of full load) | 10 | 10 | 10 | 10 | [5 empty] | 4 |  |  | Room heat | 12. spatial heating | x | 100% | 100% | 100% | 100% | 100% | 100% | 100% | 100% | 100% | 100% | 100% | 100% |  | Room heat | 12. spatial heating | x | 100% | 100% | 100% | 100% | 100% | 100% | 100% | 100% | 100% | 100%
| Warm start-up time (hours) | 0.25 | 0.25 | 0.25 | 0.25 | [5 empty] | 4
| Cold start-up time (hours) | 1 | 1 | 1 | 1 | [5 empty] | 1
Environment
| SO2 (g per GJ fuel) | Cf. the utilized electricity
PM2.5 (g per GJ fuel)
NOX (g per GJ fuel)
CH4 (g per GJ fuel)
N2O (g per GJ fuel)
Financial data
| Nominal investment (M€ per MW) is the same as k EUR/kW [1000 EUR/kW] | 0.73 | 0.65 | 0.6 | 0.58 | [5 empty] | 1
| - of which equipment (%) | 60 | 60 | 60 | 60 |  |  |  |  | E | 6
| - of which installation (%) | 40 | 40 | 40 | 40 |  |  |  |  | F | 6
| Fixed O&M (€/MJ/s/year) | 2000 | 2000 | 2000 | 2000 | [5 empty] | 4.5
| Variable O&M (€/MWh) | 3.26 | 3.2 | 3.16 | 3.12 | [5 empty] | 4 |  | 1: 3.26
| - of which is electricity costs (€/MWh) | 1.46 | 1.5 | 1.52 | 1.52 |  |  |  |  | G | 4 |  | 1: 1.46
| - of which is other O&M costs (€/MWh) | 1.8 | 1.7 | 1.65 | 1.6 | [5 empty] | 4 |  | 1: The green should be copied to TIMES:
[13 empty] | YEAR | START | EFF | Input~ELCC | LIFE | INVCOST | FIXOM | VAROM | CAP2ACT | AFA | FEMIS~RESSOx | FEMIS~RESNOx | FEMIS~RESCH4 | FEMIS~RESN2O | FEMIS~RESPM
[18 empty] | Specific investment | Fix OM
| Technology specific data | [10 empty] | Total efficiency, net (%), annual average | [5 empty] | kr/kW | kr/kW/year | kr/GJ | Factor | Factor | g/GJ | g/GJ | g/GJ | g/GJ | g/GJ
| Indirect investments cost (M€ per MW) | 0.146 | 0.13 | 0.12 | 0.116 |  |  |  |  | H |  | 447.5476 | 2020 | 2020 | 4.4755 |  | 20 | 5438.5 | 14.9 | 6.7464 |  |  | Cf. the utilized electricity | 0 | 0 | 0 | 0
| Non energy gains (M€ per MW) | - | - | - | - | [6 empty] | 457.9298 | 2030 |  | 4.5793 |  | 20 | 4842.5 | 14.9 | 6.6222 |  |  | 0 | 0 | 0 | 0 | 0
| Startup cost (€/MW/startup) | - | - | - | - | [6 empty] | 467.1884 | 2040 |  | 4.6719 |  | 20 | 4470 | 14.9 | 6.5394 |  |  | 0 | 0 | 0 | 0 | 0
| Carbon capture removal of CO2 emissions (% of emission) | Cf. the utilized electricity | [9 empty] | 471.9103 | 2050 |  | 4.7191 |  | 20 | 4321 | 14.9 | 6.4567 |  |  | 0 | 0 | 0 | 0 | 0
| Temperature heat source supply (°C) | 30 | 30 | 30 | 30 |  |  |  |  | I
| Temperature heat source return (°C) | 20 | 20 | 20 | 20 |  |  |  |  | I
| Cooling generation capacity for one unit (MW) | - | - | - | -
| Specific investment in dkr/kW C50*$G$4*1000 specific/nominal? investment cost * currency conversion *1000 | 5438.5 | 4842.5 | 4470 | 4321 |  |  | Heat production capacity
| Specific investment in dkr/unit | 2719250 | 2421250 | 2235000 | 2160500 |  |  | 500 | kW
| FIX O&M dkr/kW/year C55*$G$4/1000 fixed OM * currency conversion | 14.9 | 14.9 | 14.9 | 14.9 |  |  | Check against the range for the "Heat production capacity for one unit (kW)" in the first row in the datasheet
| Variable O&M in dkr/GJ C56*$G$4/3,6 Variable OM * currency conversion | 6.7464 | 6.6222 | 6.5394 | 6.4567
References
| 1 | Viegand Maagøe, 2019.
| 2 | Technological data for energy plants (Compressions Heat Pumps for DH), Energistyrelsen, 2017
| 3 | EHPA, Large Scale heat pumps in Europe, 2019
| 4 | Danish Enegy Agency, Technology Data - Energy Plants for Electricity and District heating generation, 2016
| 5 | http://www.planenergi.dk/varmepumper/. Drejebog til store varmepumpeprojekter i fjernvarmesystemet, 2014. [Online]
| 6 | Danish Energy Agency, Inspirationskatalog for store varmepumper, 2017
Notes
| A | 0,5-5 MW
| B | Estimated based on cases presented in [3]
| C | Based on lost produktion during startup/shutdown
| D | May vary depending on heat source availability
| E | Very individual, can vary ÷ 20 %
| F | Very individual, can vary + 20 %
| G | The cost of auxiliary electricity consumption is calculated using the following electricity prices in €/MWh: 2020: 73, 2030: 75, 2040: 76, 2050: 76. Includes transport tarif
| H | Going from current implementation to potential
| I | Uses waste heat
Heat pump 70C new 1
| Technology | Heat pump, up to 70 °C, Temp lift = 50 K | [10 empty] | 1: Full application potential; 4: "x,n" indicate which end-use, n ref. to note"; 5: 1.Food, beverages and tobacco; 7: 2.Commodity production; 9: 3.Cement and non-metallic mineral (+Extraction of gravel and stone); 11: 4.Chemical industry; 13: 5.Metals, machinery and electronics; 16: Current application potential |  |  | "x,n" indicate which end-use, n ref. to note" | 1.Food, beverages and tobacco |  | 2.Commodity production |  | 3.Cement and non-metallic mineral (+Extraction of gravel and stone) |  | 4.Chemical industry |  | 5.Metals, machinery and electronics
| Energy/technical data | 2020 | 2030 | 2040 | 2050 | Uncertainty (2030) |  | Uncertainty (2050) |  | Note | Ref |  | 1: Technology; 16: Technology
[6 empty] | Lower | Upper | Lower | Upper |  |  |  | 2: Energy services; 3: End-use | Energy services | End-use
| Heat generation capacity for one unit (MW) | 3 | 3 | 3 | 3 | 0.5 | 5 | 0.5 | 5 | A | 1, 3 | [5 empty] | Direct % | Indirect % | Direct % | Indirect % | Direct % | Indirect % | Direct % | Indirect % | Direct % | Indirect % | [5 empty] | Direct % | Indirect % | Direct % | Indirect % | Direct % | Indirect % | Direct % | Indirect % | Direct % | Indirect %
| Total efficiency, net (%), nominel load | 447 | 460.41 | 469.6182 | 474.3144 | 447 | 469.35 | 460.085 | 483.8007 | B | 1, 3 |  | Heat pump, up to 70 °C, Temp lift = 50 K | High temperature | 6. Firing /Sintering |  | 0% | 0% | 0% | 0% | 0% | 0% | 0% | 0% | 0% | 0% |  | Heat pump, up to 70 °C, Temp lift = 50 K | High temperature | 6. Firing /Sintering |  | 0% | 0% | 0% | 0% | 0% | 0% | 0% | 0% | 0% | 0%
| Total efficiency, net (%), annual average | 442 | 455.41 | 464.6182 | 469.3144 | 442 | 464.35 | 455.085 | 478.8007 | B,C |  |  | 3: 7. Melting /Casting |  | 7. Melting /Casting
| Auxiliary electricity consumption (% of heat gen) | 2 | 2 | 2 | 2 | 1 | 4 | 1 | 4 |  | 1.4 |  | 3: 9. Other processes >150C |  | 9. Other processes >150C
| Forced outage (%) | 0 | 0 | 0 | 0 | 0 | 1 | 0 | 1 | D |  |  |  | Medium temperature | 2. Heating/Boiling | x | 0% | 19% | 0% | 19% | 0% | 14% | 0% | 11% | 0% | 12% |  |  | Medium temperature | 2. Heating/Boiling | x | 0% | 4.75% | 0% | 4.75% | 0% | 3.5% | 0% | 2.75% | 0% | 3%
| Planned outage (weeks per year) | 1 | 1 | 1 | 1 | 0.5 | 2 | 0.5 | 2 |  | 1.4 |  | 3: 3. Drying; 4: x |  | 3. Drying | x
| Technical lifetime (years) | 20 | 20 | 20 | 20 | 15 | 30 | 15 | 30 |  | 4 |  | 3: 4. Dewatering |  | 4. Dewatering
| Construction time (years) | 0.5 | 0.5 | 0.5 | 0.5 | 0.3 | 0.7 | 0.3 | 0.7 |  | 4 |  | 3: 5. Distillation; 4: x |  | 5. Distillation | x
| Regulation Ability | [11 empty] | 3: 8.Other processes <150⁰C,; 4: x |  | 8.Other processes <150⁰C, | x
| Minimum load (% of full load) | 10 | 10 | 10 | 10 | [5 empty] | 4 |  |  | Room heat | 12. spatial heating | x | 0% | 0% | 0% | 0% | 0% | 0% | 0% | 0% | 0% | 0% |  |  | Room heat | 12. spatial heating | x | 0% | 0% | 0% | 0% | 0% | 0% | 0% | 0% | 0% | 0%
| Warm start-up time (hours) | 0.25 | 0.25 | 0.25 | 0.25 | [5 empty] | 4
| Cold start-up time (hours) | 1 | 1 | 1 | 1 | [5 empty] | 1
Environment
| SO2 (g per GJ fuel) | Cf. the utilized electricity
PM2.5 (g per GJ fuel)
NOX (g per GJ fuel)
CH4 (g per GJ fuel)
N2O (g per GJ fuel)
Financial data
| Nominal investment (M€ per MW) is the same as k EUR/kW [1000 EUR/kW] | 0.73 | 0.65 | 0.6 | 0.58 | [5 empty] | 1
| - of which equipment (%) | 60 | 60 | 60 | 60 |  |  |  |  | E | 6
| - of which installation (%) | 40 | 40 | 40 | 40 |  |  |  |  | F | 6
| Fixed O&M (€/MJ/s/year) | 2000 | 2000 | 2000 | 2000 | [5 empty] | 4.5
| Variable O&M (€/MWh) | 3.26 | 3.2 | 3.16 | 3.12 | [5 empty] | 4 |  | 1: 3.26
| - of which is electricity costs (€/MWh) | 1.46 | 1.5 | 1.52 | 1.52 |  |  |  |  | G | 4 |  | 1: 1.46
| - of which is other O&M costs (€/MWh) | 1.8 | 1.7 | 1.65 | 1.6 | [5 empty] | 4 |  | 1: The green should be copied to TIMES:
[13 empty] | YEAR | START | EFF | Input~ELCC | LIFE | INVCOST | FIXOM | VAROM | CAP2ACT | AFA | FEMIS~RESSOx | FEMIS~RESNOx | FEMIS~RESCH4 | FEMIS~RESN2O | FEMIS~RESPM
[18 empty] | Specific investment | Fix OM
| Technology specific data | [10 empty] | Total efficiency, net (%), annual average | [5 empty] | kr/kW | kr/kW/year | kr/GJ | Factor | Factor | g/GJ | g/GJ | g/GJ | g/GJ | g/GJ
| Indirect investments cost (M€ per MW) | 0.146 | 0.13 | 0.12 | 0.116 |  |  |  |  | H |  | 442 | 2020 | 2020 | 4.42 |  | 20 | 5438.5 | 14.9 | 6.7464 |  |  | Cf. the utilized electricity | 0 | 0 | 0 | 0
| Non energy gains (M€ per MW) | - | - | - | - | [6 empty] | 455.41 | 2030 |  | 4.5541 |  | 20 | 4842.5 | 14.9 | 6.6222 |  |  | 0 | 0 | 0 | 0 | 0
| Startup cost (€/MW/startup) | - | - | - | - | [6 empty] | 464.6182 | 2040 |  | 4.6462 |  | 20 | 4470 | 14.9 | 6.5394 |  |  | 0 | 0 | 0 | 0 | 0
| Carbon capture removal of CO2 emissions (% of emission) | Cf. the utilized electricity | [9 empty] | 469.3144 | 2050 |  | 4.6931 |  | 20 | 4321 | 14.9 | 6.4567 |  |  | 0 | 0 | 0 | 0 | 0
| Temperature heat source supply (°C) | 30 | 30 | 30 | 30 |  |  |  |  | I
| Temperature heat source return (°C) | 20 | 20 | 20 | 20 |  |  |  |  | I
| Cooling generation capacity for one unit (MW) | - | - | - | -
| Specific investment in dkr/kW C50*$G$4*1000 specific/nominal? investment cost * currency conversion *1000 | 5438.5 | 4842.5 | 4470 | 4321 |  |  | Heat production capacity
| Specific investment in dkr/unit | 2719250 | 2421250 | 2235000 | 2160500 |  |  | 500 | kW
| FIX O&M dkr/kW/year C55*$G$4/1000 fixed OM * currency conversion | 14.9 | 14.9 | 14.9 | 14.9 |  |  | Check against the range for the "Heat production capacity for one unit (kW)" in the first row in the datasheet
| Variable O&M in dkr/GJ C56*$G$4/3,6 Variable OM * currency conversion | 6.7464 | 6.6222 | 6.5394 | 6.4567
References
| 1 | Viegand Maagøe, 2019.
| 2 | Technological data for energy plants (Compressions Heat Pumps for DH), Energistyrelsen, 2017
| 3 | EHPA, Large Scale heat pumps in Europe, 2019
| 4 | Danish Enegy Agency, Technology Data - Energy Plants for Electricity and District heating generation, 2016
| 5 | http://www.planenergi.dk/varmepumper/. Drejebog til store varmepumpeprojekter i fjernvarmesystemet, 2014. [Online]
| 6 | Danish Energy Agency, Inspirationskatalog for store varmepumper, 2017
Notes
| A | 0,5-5 MW
| B | Estimated based on cases presented in [3]
| C | Based on lost produktion during startup/shutdown
| D | May vary depending on heat source availability
| E | Very individual, can vary ÷ 20 %
| F | Very individual, can vary + 20 %
| G | The cost of auxiliary electricity consumption is calculated using the following electricity prices in €/MWh: 2020: 73, 2030: 75, 2040: 76, 2050: 76. Includes transport tarif
| H | Going from current implementation to potential
| I | Uses waste heat
Heat pump 60C new 1
| Technology | Heat pump, up to 60 °C, Temp lift = 40 K | [10 empty] | 1: Full application potential; 4: "x,n" indicate which end-use, n ref. to note"; 5: 1.Food, beverages and tobacco; 7: 2.Commodity production; 9: 3.Cement and non-metallic mineral (+Extraction of gravel and stone); 11: 4.Chemical industry; 13: 5.Metals, machinery and electronics; 16: Current application potential |  |  | "x,n" indicate which end-use, n ref. to note" | 1.Food, beverages and tobacco |  | 2.Commodity production |  | 3.Cement and non-metallic mineral (+Extraction of gravel and stone) |  | 4.Chemical industry |  | 5.Metals, machinery and electronics
| Energy/technical data | 2020 | 2030 | 2040 | 2050 | Uncertainty (2030) |  | Uncertainty (2050) |  | Note | Ref |  | 1: Technology; 16: Technology
[6 empty] | Lower | Upper | Lower | Upper |  |  |  | 2: Energy services; 3: End-use | Energy services | End-use
| Heat generation capacity for one unit (MW) | 3 | 3 | 3 | 3 | 0.5 | 5 | 0.5 | 5 | A | 1, 3 | [5 empty] | Direct % | Indirect % | Direct % | Indirect % | Direct % | Indirect % | Direct % | Indirect % | Direct % | Indirect % | [5 empty] | Direct % | Indirect % | Direct % | Indirect % | Direct % | Indirect % | Direct % | Indirect % | Direct % | Indirect %
| Total efficiency, net (%), nominel load | 533 | 548.99 | 559.9698 | 565.5695 | 533 | 559.65 | 548.6024 | 576.8809 | B | 1, 3 |  | Heat pump, up to 60 °C, Temp lift = 40 K | High temperature | 6. Firing /Sintering |  | 0% | 0% | 0% | 0% | 0% | 0% | 0% | 0% | 0% | 0% |  | Heat pump, up to 60 °C, Temp lift = 40 K | High temperature | 6. Firing /Sintering |  | 0% | 0% | 0% | 0% | 0% | 0% | 0% | 0% | 0% | 0%
| Total efficiency, net (%), annual average | 528 | 543.99 | 554.9698 | 560.5695 | 528 | 554.65 | 543.6024 | 571.8809 | B,C |  |  | 3: 7. Melting /Casting |  | 7. Melting /Casting
| Auxiliary electricity consumption (% of heat gen) | 2 | 2 | 2 | 2 | 1 | 4 | 1 | 4 |  | 1.4 |  | 3: 9. Other processes >150C |  | 9. Other processes >150C
| Forced outage (%) | 0 | 0 | 0 | 0 | 0 | 1 | 0 | 1 | D |  |  |  | Medium temperature | 2. Heating/Boiling | x | 0% | 16% | 0% | 16% | 0% | 13% | 0% | 7% | 0% | 11% |  |  | Medium temperature | 2. Heating/Boiling | x | 0% | 4% | 0% | 4% | 0% | 3.25% | 0% | 1.75% | 0% | 2.75%
| Planned outage (weeks per year) | 1 | 1 | 1 | 1 | 0.5 | 2 | 0.5 | 2 |  | 1.4 |  | 3: 3. Drying; 4: x |  | 3. Drying | x
| Technical lifetime (years) | 20 | 20 | 20 | 20 | 15 | 30 | 15 | 30 |  | 4 |  | 3: 4. Dewatering |  | 4. Dewatering
| Construction time (years) | 0.5 | 0.5 | 0.5 | 0.5 | 0.3 | 0.7 | 0.3 | 0.7 |  | 4 |  | 3: 5. Distillation |  | 5. Distillation | x
| Regulation Ability | [11 empty] | 3: 8.Other processes <150⁰C,; 4: x |  | 8.Other processes <150⁰C, | x
| Minimum load (% of full load) | 10 | 10 | 10 | 10 | [5 empty] | 4 |  |  | Room heat | 12. spatial heating | x | 0% | 0% | 0% | 0% | 0% | 0% | 0% | 0% | 0% | 0% |  |  | Room heat | 12. spatial heating |  | 0% | 0% | 0% | 0% | 0% | 0% | 0% | 0% | 0% | 0%
| Warm start-up time (hours) | 0.25 | 0.25 | 0.25 | 0.25 | [5 empty] | 4
| Cold start-up time (hours) | 1 | 1 | 1 | 1 | [5 empty] | 1
Environment
| SO2 (g per GJ fuel) | Cf. the utilized electricity
PM2.5 (g per GJ fuel)
NOX (g per GJ fuel)
CH4 (g per GJ fuel)
N2O (g per GJ fuel)
Financial data
| Nominal investment (M€ per MW) is the same as k EUR/kW [1000 EUR/kW] | 0.73 | 0.65 | 0.6 | 0.58 | [5 empty] | 1
| - of which equipment (%) | 60 | 60 | 60 | 60 |  |  |  |  | E | 6
| - of which installation (%) | 40 | 40 | 40 | 40 |  |  |  |  | F | 6
| Fixed O&M (€/MJ/s/year) | 2000 | 2000 | 2000 | 2000 | [5 empty] | 4.5
| Variable O&M (€/MWh) | 3.26 | 3.2 | 3.16 | 3.12 | [5 empty] | 4 |  | 1: 3.26
| - of which is electricity costs (€/MWh) | 1.46 | 1.5 | 1.52 | 1.52 |  |  |  |  | G | 4 |  | 1: 1.46
| - of which is other O&M costs (€/MWh) | 1.8 | 1.7 | 1.65 | 1.6 | [5 empty] | 4 |  | 1: The green should be copied to TIMES:
[13 empty] | YEAR | START | EFF | Input~ELCC | LIFE | INVCOST | FIXOM | VAROM | CAP2ACT | AFA | FEMIS~RESSOx | FEMIS~RESNOx | FEMIS~RESCH4 | FEMIS~RESN2O | FEMIS~RESPM
[18 empty] | Specific investment | Fix OM
| Technology specific data | [10 empty] | Total efficiency, net (%), annual average | [5 empty] | kr/kW | kr/kW/year | kr/GJ | Factor | Factor | g/GJ | g/GJ | g/GJ | g/GJ | g/GJ
| Indirect investments cost (M€ per MW) | 0.146 | 0.13 | 0.12 | 0.116 |  |  |  |  | H |  | 528 | 2020 | 2020 | 5.28 |  | 20 | 5438.5 | 14.9 | 6.7464 |  |  | Cf. the utilized electricity | 0 | 0 | 0 | 0
| Non energy gains (M€ per MW) | - | - | - | - | [6 empty] | 543.99 | 2030 |  | 5.4399 |  | 20 | 4842.5 | 14.9 | 6.6222 |  |  | 0 | 0 | 0 | 0 | 0
| Startup cost (€/MW/startup) | - | - | - | - | [6 empty] | 554.9698 | 2040 |  | 5.5497 |  | 20 | 4470 | 14.9 | 6.5394 |  |  | 0 | 0 | 0 | 0 | 0
| Carbon capture removal of CO2 emissions (% of emission) | Cf. the utilized electricity | [9 empty] | 560.5695 | 2050 |  | 5.6057 |  | 20 | 4321 | 14.9 | 6.4567 |  |  | 0 | 0 | 0 | 0 | 0
| Temperature heat source supply (°C) | 30 | 30 | 30 | 30 |  |  |  |  | I
| Temperature heat source return (°C) | 20 | 20 | 20 | 20 |  |  |  |  | I
| Cooling generation capacity for one unit (MW) | - | - | - | -
| Specific investment in dkr/kW C50*$G$4*1000 specific/nominal? investment cost * currency conversion *1000 | 5438.5 | 4842.5 | 4470 | 4321 |  |  | Heat production capacity
| Specific investment in dkr/unit | 2719250 | 2421250 | 2235000 | 2160500 |  |  | 500 | kW
| FIX O&M dkr/kW/year C55*$G$4/1000 fixed OM * currency conversion | 14.9 | 14.9 | 14.9 | 14.9 |  |  | Check against the range for the "Heat production capacity for one unit (kW)" in the first row in the datasheet
| Variable O&M in dkr/GJ C56*$G$4/3,6 Variable OM * currency conversion | 6.7464 | 6.6222 | 6.5394 | 6.4567
References
| 1 | Viegand Maagøe, 2019.
| 2 | Technological data for energy plants (Compressions Heat Pumps for DH), Energistyrelsen, 2017
| 3 | EHPA, Large Scale heat pumps in Europe, 2019
| 4 | Danish Enegy Agency, Technology Data - Energy Plants for Electricity and District heating generation, 2016
| 5 | http://www.planenergi.dk/varmepumper/. Drejebog til store varmepumpeprojekter i fjernvarmesystemet, 2014. [Online]
| 6 | Danish Energy Agency, Inspirationskatalog for store varmepumper, 2017
Notes
| A | 0,5-5 MW
| B | Estimated based on cases presented in [3]
| C | Based on lost produktion during startup/shutdown
| D | May vary depending on heat source availability
| E | Very individual, can vary ÷ 20 %
| F | Very individual, can vary + 20 %
| G | The cost of auxiliary electricity consumption is calculated using the following electricity prices in €/MWh: 2020: 73, 2030: 75, 2040: 76, 2050: 76. Includes transport tarif
| H | Going from current implementation to potential
| I | Uses waste heat
Note on O38: Andreas Helk ¦ Viegand Maagøe: Weighted average of the different temperature levels, and their potential in the food sector.

## Heat driven Heat pump 80C
Heat driven heat pumps, up to 80 °C
|  |  |  | Currency | 7.45 | kr/€
Heat driven heat pump 80C new 1
[13 empty] | 1 | 2 | 3 | 4 | 5 | 6 | 7 | 8 | 9 | 10 | 11 | 12 | 13 | 14 | 15 | 16
| Technology | Heat driven heat pumps, up to 80 °C | [10 empty] | 1: Full application potential; 4: "x,n" indicate which end-use, n ref. to note"; 5: 1.Food, beverages and tobacco; 7: 2.Commodity production; 9: 3.Cement and non-metallic mineral (+Extraction of gravel and stone); 11: 4.Chemical industry; 13: 5.Metals, machinery and electronics; 15: Others | Current application potential |  |  | "x,n" indicate which end-use, n ref. to note" | 1.Food, beverages and tobacco |  | 2.Commodity production |  | 3.Cement and non-metallic mineral (+Extraction of gravel and stone) |  | 4.Chemical industry |  | 5.Metals, machinery and electronics
| Energy/technical data | 2020 | 2030 | 2040 | 2050 | Uncertainty (2030) |  | Uncertainty (2050) |  | Note | Ref |  | 1: Technology | Technology
[6 empty] | Lower | Upper | Lower | Upper |  |  |  | 2: Energy services; 3: End-use |  | Energy services | End-use
| Heat generation capacity for one unit (MW) | 12 | 12 | 12 | 12 | 1 | 20 | 1 | 30 | A,B | 1 | [5 empty] | Direct % | Indirect % | Direct % | Indirect % | Direct % | Indirect % | Direct % | Indirect % | Direct % | Indirect % | Direct % | Indirect % |  |  |  |  | Direct % | Indirect % | Direct % | Indirect % | Direct % | Indirect % | Direct % | Indirect % | Direct % | Indirect %
| Total efficiency, net (%), nominel load | 170 | 171 | 172 | 173 | 170 | 180 | 170 | 180 |  | 1 |  | Heat driven heat pumps, up to 80 °C | High temperature | 6. Firing /Sintering |  | 0% | 0% | 0% | 0% | 0% | 0% | 0% | 0% | 0% | 0% | 0% | 0% | Heat driven heat pumps, up to 80 °C | High temperature | 6. Firing /Sintering |  | 0% | 0% | 0% | 0% | 0% | 0% | 0% | 0% | 0% | 0%
| Total efficiency, net (%), annual average | 168 | 169 | 170 | 171 | 168 | 178 | 168 | 178 | C |  |  | 3: 7. Melting /Casting |  |  | 7. Melting /Casting
| Auxiliary electricity consumption (% of heat gen) | 1 | 1 | 1 | 1 | 1 | 3 | 1 | 3 |  | 1 |  | 3: 9. Other processes >150C |  |  | 9. Other processes >150C
| Forced outage (%) | 0 | 0 | 0 | 0 | 0 | 1 | 0 | 1 |  | 1 |  |  | Medium temperature | 2. Heating/Boiling | x | 0% | 2% | 0% | 2% | 0% | 1% | 0% | 1% | 0% | 1% | 0% | 0% |  | Medium temperature | 2. Heating/Boiling | x | 0% | 2% | 0% | 2% | 0% | 1% | 0% | 1% | 0% | 1%
| Planned outage (weeks per year) | 0 | 0 | 0 | 0 | 0 | 1 | 0 | 1 |  | 1 |  | 3: 3. Drying; 4: x |  |  | 3. Drying | x
| Technical lifetime (years) | 20 | 20 | 20 | 20 | 20 | 30 | 20 | 30 |  | 2 |  | 3: 4. Dewatering |  |  | 4. Dewatering
| Construction time (years) | 0.5 | 0.5 | 0.5 | 0.5 | 0.3 | 0.7 | 0.3 | 0.7 |  | 1 |  | 3: 5. Distillation; 4: x |  |  | 5. Distillation | x
| Regulation Ability | [11 empty] | 3: 8.Other processes <150⁰C,; 4: x |  |  | 8.Other processes <150⁰C, | x
| Minimum load (% of full load) | [9 empty] | 1 |  |  | Room heat | 12. spatial heating | x | 100% | 100% | 100% | 100% | 100% | 100% | 100% | 100% | 100% | 100% | 100% | 100% |  | Room heat | 12. spatial heating | x | 100% | 100% | 100% | 100% | 100% | 100% | 100% | 100% | 100% | 100%
| Warm start-up time (hours) | 0 | 0 | 0 | 0 | [5 empty] | 1
| Cold start-up time (hours) | 0.5 | 0.5 | 0.5 | 0.5 | [5 empty] | 1
Environment
| SO2 (g per GJ fuel) | Cf. the utilized heat
PM2.5 (g per GJ fuel)
NOX (g per GJ fuel)
CH4 (g per GJ fuel)
N2O (g per GJ fuel)
Financial data
| Nominal investment (M€ per MW) is the same as k EUR/kW [1000 EUR/kW] | 0.56 | 0.51 | 0.48 | 0.46 | [5 empty] | 1
| - of which equipment (%) | 50 | 50 | 50 | 50 | [5 empty] | 2
| - of which installation (%) | 50 | 50 | 50 | 50 | [5 empty] | 2
| Fixed O&M (€/MJ/s/year) | 2000 | 2000 | 2000 | 2000 | [5 empty] | 1
| Variable O&M (€/MWh) | 1.01 | 1 | 1 | 0.99 | [5 empty] | 1 |  | 1: 1.01
| - of which is electricity costs (€/MWh) | 0.73 | 0.75 | 0.76 | 0.76 |  |  |  |  | D |  |  | 1: 0.73
| - of which is other O&M costs (€/MWh) | 0.28 | 0.25 | 0.24 | 0.23 | [5 empty] | 1 |  | 1: The green should be copied to TIMES:
[13 empty] | YEAR | START | EFF | Input~ELCC | LIFE | INVCOST | FIXOM | VAROM | CAP2ACT | AFA | FEMIS~RESSOx | FEMIS~RESNOx | FEMIS~RESCH4 | FEMIS~RESN2O | FEMIS~RESPM
[18 empty] | Specific investment | Fix OM
| Technology specific data | [10 empty] | Total efficiency, net (%), annual average | [5 empty] | kr/kW | kr/kW/year | kr/GJ | Factor | Factor | g/GJ | g/GJ | g/GJ | g/GJ | g/GJ
| Indirect investments cost (M€ per MW) | - | - | - | - |  |  |  |  | E |  | 168 | 2020 | 2020 | 1.68 |  | 20 | 4172 | 14.9 | 2.0901 |  |  | 0 | 0 | 0 | 0 | 0
| Non energy gains (M€ per MW) | - | - | - | - |  |  |  |  | E |  | 169 | 2030 |  | 1.69 |  | 20 | 3799.5 | 14.9 | 2.0694 |  |  | 0 | 0 | 0 | 0 | 0
| Startup cost (€/MW/startup) | - | - | - | - | [6 empty] | 170 | 2040 |  | 1.7 |  | 20 | 3576 | 14.9 | 2.0694 |  |  | 0 | 0 | 0 | 0 | 0
| Carbon capture removal of CO2 emissions (% of emission) | Cf. the utilized heat | [9 empty] | 171 | 2050 |  | 1.71 |  | 20 | 3427 | 14.9 | 2.0488 |  |  | 0 | 0 | 0 | 0 | 0
| Temperature heat source supply (°C) | - | - | - | -
| Temperature heat source return (°C) | - | - | - | -
| Cooling generation capacity for one unit (MW) | 4.9412 | 4.9825 | 5.0233 | 5.0636 |  |  |  |  | F
| Specific investment in dkr/kW C50*$G$4*1000 specific/nominal? investment cost * currency conversion *1000 | 4172 | 3799.5 | 3576 | 3427 |  |  | Heat production capacity
| Specific investment in dkr/unit | 2086000 | 1899750 | 1788000 | 1713500 |  |  | 500 | kW
| FIX O&M dkr/kW/year C55*$G$4/1000 fixed OM * currency conversion | 14.9 | 14.9 | 14.9 | 14.9 |  |  | Check against the range for the "Heat production capacity for one unit (kW)" in the first row in the datasheet
| Variable O&M in dkr/GJ C56*$G$4/3,6 Variable OM * currency conversion | 2.0901 | 2.0694 | 2.0694 | 2.0488
References
| 1 | Danish Enegy Agency, Technology Data - Energy Plants for Electricity and District heating generation, 2016
| 2 | Viegand Maagøe, 2019.
Notes
| A | 1-30 MW
| B | A single unit is roughly limited to 6 MW, due to size, but the units are often connected to one unit at the site. Giving the possibility for larger capacities.
| C | Based on lost production during startup/shutdown
| D | The cost of auxiliary electricity consumption is calculated using the following electricity prices in €/MWh: 2020: 73, 2030: 75, 2040: 76, 2050: 76. Includes transport tarif
| E | Not relevant to this technology
| F | Only relevant if heat source are process cooling
| B | 1 %-point higher for hot water boiler, due to assumed lower flue gas temperature
| C | Will be reduced if carbon capture in installed
| D | 20 %-point lower for hot water boiler
| E | The cost of auxiliary electricity consumption is calculated using the following electricity prices in €/MWh: 2020: 73, 2030: 75, 2040: 76, 2050: 76. Includes transport tarif
| F | Not relevant to this technology

## High Temp abs. Heat pump 150C
Catalogue has two absorption heat pumps that are aggregated into one technology!
High temperature heat pumps, up to 125 °C
|  |  |  | Currency | 7.45 | kr/€
High temperature abs. heat pump new 1
[13 empty] | 1 | 2 | 3 | 4 | 5 | 6 | 7 | 8 | 9 | 10 | 11 | 12 | 13 | 14 | 15 | 16
| Technology | High temperature heat pumps, up to 125 °C | [10 empty] | 1: Full application potential; 4: "x,n" indicate which end-use, n ref. to note"; 5: 1.Food, beverages and tobacco; 7: 2.Commodity production; 9: 3.Cement and non-metallic mineral (+Extraction of gravel and stone); 11: 4.Chemical industry; 13: 5.Metals, machinery and electronics; 15: Others | Current application potential |  |  | "x,n" indicate which end-use, n ref. to note" | 1.Food, beverages and tobacco |  | 2.Commodity production |  | 3.Cement and non-metallic mineral (+Extraction of gravel and stone) |  | 4.Chemical industry |  | 5.Metals, machinery and electronics
| Energy/technical data | 2020 | 2030 | 2040 | 2050 | Uncertainty (2030) |  | Uncertainty (2050) |  | Note | Ref |  | 1: Technology | Technology
[6 empty] | Lower | Upper | Lower | Upper |  |  |  | 2: Energy services; 3: End-use |  | Energy services | End-use
| Heat generation capacity for one unit (MW) | 1.5 | 1.5 | 1.5 | 1.5 | 0.5 | 5 | 0.5 | 5 | A | [6 empty] | Direct % | Indirect % | Direct % | Indirect % | Direct % | Indirect % | Direct % | Indirect % | Direct % | Indirect % | Direct % | Indirect % |  |  |  |  | Direct % | Indirect % | Direct % | Indirect % | Direct % | Indirect % | Direct % | Indirect % | Direct % | Indirect %
| Total efficiency, net (%), nominel load | 260 | 275 | 285 | 290 | 260 | 302.5 | 260 | 319 |  | 1.5 |  | High temperature heat pumps, up to 125 °C | High temperature | 6. Firing /Sintering |  | 0% | 0% | 0% | 0% | 0% | 0% | 0% | 0% | 0% | 0% | 0% | 0% | High temperature heat pumps, up to 125 °C | High temperature | 6. Firing /Sintering |  | 0% | 0% | 0% | 0% | 0% | 0% | 0% | 0% | 0% | 0%
| Total efficiency, net (%), annual average | 255 | 270 | 280 | 285 | 255 | 297.5 | 255 | 314 | B |  |  | 3: 7. Melting /Casting |  |  | 7. Melting /Casting
| Auxiliary electricity consumption (% of heat gen) | 2 | 2 | 2 | 2 | 1 | 7 | 1 | 7 |  | 2 |  | 3: 9. Other processes >150C |  |  | 9. Other processes >150C
| Forced outage (%) | 0 | 0 | 0 | 0 | 0 | 0.01 | 0 | 0.01 | C | 2 |  |  | Medium temperature | 2. Heating/Boiling | x | 0% | 23% | 0% | 26% | 0% | 16% | 0% | 17% | 0% | 16% | 0% | 0% |  | Medium temperature | 2. Heating/Boiling | x | 0% | 5.75% | 0% | 6.5% | 0% | 4% | 0% | 4.25% | 0% | 4%
| Planned outage (weeks per year) | 0.5 | 0.5 | 0.5 | 0.5 | 0 | 1 | 0 | 1 |  | 2 |  | 3: 3. Drying; 4: x |  |  | 3. Drying | x
| Technical lifetime (years) | 20 | 20 | 20 | 20 | 15 | 30 | 15 | 30 |  | 2 |  | 3: 4. Dewatering |  |  | 4. Dewatering
| Construction time (years) | 0.6 | 0.6 | 0.6 | 0.6 | 0.4 | 0.8 | 0.4 | 0.8 | D | 2 |  | 3: 5. Distillation; 4: x |  |  | 5. Distillation | x
| Regulation Ability | [11 empty] | 3: 8.Other processes <150⁰C,; 4: x |  |  | 8.Other processes <150⁰C, | x
| Minimum load (% of full load) | 25 | 25 | 25 | 25 |  |  |  |  | E | 4 |  |  | Room heat | 12. spatial heating | x | 100% | 100% | 100% | 100% | 100% | 100% | 100% | 100% | 100% | 100% | 100% | 100% |  | Room heat | 12. spatial heating | x | 100% | 100% | 100% | 100% | 100% | 100% | 100% | 100% | 100% | 100%
| Warm start-up time (hours) | 0.25 | 0.25 | 0.25 | 0.25 | [5 empty] | 9
| Cold start-up time (hours) | 1 | 1 | 1 | 1 | [5 empty] | 9
Environment
| SO2 (g per GJ fuel) | Cf. the utilized electricity
PM2.5 (g per GJ fuel)
NOX (g per GJ fuel)
CH4 (g per GJ fuel)
N2O (g per GJ fuel)
Financial data
| Nominal investment (M€ per MW) is the same as k EUR/kW [1000 EUR/kW] | 0.8712 | 0.7788 | 0.73 | 0.7 | [5 empty] | 1, 3, 4
| - of which equipment (%) | 40 | 40 | 40 | 40 | [5 empty] | 4
| - of which installation (%) | 60 | 60 | 60 | 60 | [5 empty] | 4
| Fixed O&M (€/MJ/s/year) | 970 | 870 | 800 | 720 | [5 empty] | 5
| Variable O&M (€/MWh) | 3.26 | 3.2 | 3.22 | 3.12 | [7 empty] | 1: 3.26
| - of which is electricity costs (€/MWh) | 1.46 | 1.5 | 1.52 | 1.52 |  |  |  |  | F | 3 |  | 1: 1.46
| - of which is other O&M costs (€/MWh) | 1.8 | 1.7 | 1.7 | 1.6 | [5 empty] | 2 |  | 1: The green should be copied to TIMES:
[13 empty] | YEAR | START | EFF | Input~ELCC | LIFE | INVCOST | FIXOM | VAROM | CAP2ACT | AFA | FEMIS~RESSOx | FEMIS~RESNOx | FEMIS~RESCH4 | FEMIS~RESN2O | FEMIS~RESPM
[18 empty] | Specific investment | Fix OM
| Technology specific data | [10 empty] | Total efficiency, net (%), annual average | [5 empty] | kr/kW | kr/kW/year | kr/GJ | Factor | Factor | g/GJ | g/GJ | g/GJ | g/GJ | g/GJ
| Indirect investments cost (M€ per MW) | 0.17424 | 0.15576 | 0.146 | 0.14 |  |  |  |  | G |  | 275 | 2020 | 2020 | 2.75 |  | 20 | 7139.484 | 7.2265 | 6.7464 |  |  | Cf. the utilized electricity | 0 | 0 | 0 | 0
| Non energy gains (M€ per MW) | - | - | - | - | [6 empty] | 287.5 | 2030 |  | 2.875 |  | 20 | 6382.266 | 6.4815 | 6.6222 |  |  | 0 | 0 | 0 | 0 | 0
| Startup cost (€/MW/startup) | - | - | - | - | [6 empty] | 297.5 | 2040 |  | 2.975 |  | 20 | 5982.35 | 5.96 | 6.6636 |  |  | 0 | 0 | 0 | 0 | 0
| Carbon capture removal of CO2 emissions (% of emission) | Cf. the utilized electricity | [9 empty] | 302.5 | 2050 |  | 3.025 |  | 20 | 5736.5 | 5.364 | 6.4567 |  |  | 0 | 0 | 0 | 0 | 0
| Temperature heat source supply (°C) | 40 | 40 | 40 | 40 |  |  |  |  | H
| Temperature heat source return (°C) | 10 | 10 | 10 | 10 |  |  |  |  | H |  | NB: average efficiency and investment cost of the two available temperature intervals
Cooling generation capacity for one unit (MW)
| Specific investment in dkr/kW C50*$G$4*1000 specific/nominal? investment cost * currency conversion *1000 | 6490.44 | 5802.06 | 5438.5 | 5215 |  |  | Heat production capacity
| Specific investment in dkr/unit | 3245220 | 2901030 | 2719250 | 2607500 |  |  | 500 | kW
| FIX O&M dkr/kW/year C55*$G$4/1000 fixed OM * currency conversion | 7.2265 | 6.4815 | 5.96 | 5.364 |  |  | Check against the range for the "Heat production capacity for one unit (kW)" in the first row in the datasheet
| Variable O&M in dkr/GJ C56*$G$4/3,6 Variable OM * currency conversion | 6.7464 | 6.6222 | 6.6636 | 6.4567
References
| 1 | Viegand Maagøe, 2019
| 2 | http://www.planenergi.dk/varmepumper/.
| 3 | Teknologisk instutut, Hybridvarmepumpe til fjernvarme, 2018
| 4 | Energiforskning, Højtemperatur varmepumper kan bruge lavtemperatur spildvarme, 2013
| 5 | Jensen, J., Elmegaard, B., and Markussen, W. Industrial heat pumps for high temperature process applications.: A numerical study of the ammonia-water hybrid absorption-compression heat pump. PhD thesis. ,2016
Notes
| A | 0,5-5 MW
| B | Calculated from start-up loss
| C | May vary depending on heat source availability
| D | Slightly higher than large heat pumps [11]
| E | Theoretically as low as 10 %. For screw as low as 25 %, lower than that will affect the performance drastically.
| F | The cost of auxiliary electricity consumption is calculated using the following electricity prices in €/MWh: 2020: 73, 2030: 75, 2040: 76, 2050: 76. Includes transport tarif
| G | Going from current implementation to potential
| H | Uses waste heat
High temperature abs. heat pump new 2
[13 empty] | 1 | 2 | 3 | 4 | 5 | 6 | 7 | 8 | 9 | 10 | 11 | 12 | 13 | 14
| Technology | High temperature heat pumps, up to 150 °C | [10 empty] | 1: Full application potential; 4: "x,n" indicate which end-use, n ref. to note"; 5: 1.Food, beverages and tobacco; 7: 2.Commodity production; 9: 3.Cement and non-metallic mineral (+Extraction of gravel and stone); 11: 4.Chemical industry; 13: 5.Metals, machinery and electronics |  | Current application potential |  |  | "x,n" indicate which end-use, n ref. to note" | 1.Food, beverages and tobacco |  | 2.Commodity production |  | 3.Cement and non-metallic mineral (+Extraction of gravel and stone) |  | 4.Chemical industry |  | 5.Metals, machinery and electronics
| Energy/technical data | 2020 | 2030 | 2040 | 2050 | Uncertainty (2030) |  | Uncertainty (2050) |  | Note | Ref |  | 1: Technology |  | Technology
[6 empty] | Lower | Upper | Lower | Upper |  |  |  | 2: Energy services; 3: End-use |  |  | Energy services | End-use
| Heat generation capacity for one unit (MW) | 1.5 | 1.5 | 1.5 | 1.5 | 0.5 | 5 | 0.5 | 5 | A | [6 empty] | Direct % | Indirect % | Direct % | Indirect % | Direct % | Indirect % | Direct % | Indirect % | Direct % | Indirect % | [5 empty] | Direct % | Indirect % | Direct % | Indirect % | Direct % | Indirect % | Direct % | Indirect % | Direct % | Indirect %
| Total efficiency, net (%), nominel load | 300 | 310 | 320 | 325 | 310 | 341 | 310 | 357.5 |  | 1.5 |  | High temperature heat pumps, up to 150 °C | High temperature | 6. Firing /Sintering |  | 0% | 0% | 0% | 0% | 0% | 0% | 0% | 0% | 0% | 0% |  | High temperature heat pumps, up to 150 °C | High temperature | 6. Firing /Sintering |  | 0% | 0% | 0% | 0% | 0% | 0% | 0% | 0% | 0% | 0%
| Total efficiency, net (%), annual average | 295 | 305 | 315 | 320 | 305 | 336 | 305 | 352.5 | B |  |  | 3: 7. Melting /Casting |  |  |  | 7. Melting /Casting
| Auxiliary electricity consumption (% of heat gen) | 2 | 2 | 2 | 2 | 1 | 7 | 1 | 7 |  | 2 |  | 3: 9. Other processes >150C |  |  |  | 9. Other processes >150C
| Forced outage (%) | 0 | 0 | 0 | 0 | 0 | 1 | 0 | 1 | C | 2 |  |  | Medium temperature | 2. Heating/Boiling | x | 0% | 9% | 0% | 10% | 0% | 3% | 0% | 5% | 0% | 7% |  |  | Medium temperature | 2. Heating/Boiling | x | 0% | 2.25% | 0% | 2.5% | 0% | 0.75% | 0% | 1.25% | 0% | 1.75%
| Planned outage (weeks per year) | 0.5 | 0.5 | 0.5 | 0.5 | 0 | 1 | 0 | 1 |  | 2 |  | 3: 3. Drying; 4: x |  |  |  | 3. Drying | x
| Technical lifetime (years) | 20 | 20 | 20 | 20 | 15 | 30 | 15 | 30 |  | 2 |  | 3: 4. Dewatering |  |  |  | 4. Dewatering
| Construction time (years) | 0.6 | 0.6 | 0.6 | 0.6 | 0.4 | 0.8 | 0.4 | 0.8 | D | 2 |  | 3: 5. Distillation; 4: x |  |  |  | 5. Distillation | x
| Regulation Ability | [11 empty] | 3: 8.Other processes <150⁰C,; 4: x |  |  |  | 8.Other processes <150⁰C, | x
| Minimum load (% of full load) | 25 | 25 | 25 | 25 |  |  |  |  | E | 4 |  |  | Room heat | 12. spatial heating | x | 100% | 100% | 100% | 100% | 100% | 100% | 100% | 100% | 100% | 100% |  |  | Room heat | 12. spatial heating | x | 100% | 100% | 100% | 100% | 100% | 100% | 100% | 100% | 100% | 100%
| Warm start-up time (hours) | 0.25 | 0.25 | 0.25 | 0.25 | [5 empty] | 9
| Cold start-up time (hours) | 1 | 1 | 1 | 1 | [5 empty] | 9
Environment
| SO2 (g per GJ fuel) | Cf. the utilized electricity
PM2.5 (g per GJ fuel)
NOX (g per GJ fuel)
CH4 (g per GJ fuel)
N2O (g per GJ fuel)
Financial data
| Nominal investment (M€ per MW) is the same as k EUR/kW [1000 EUR/kW] | 1.0454 | 0.93456 | 0.876 | 0.84 |  |  |  |  | F | 1, 3, 4
| - of which equipment (%) | 40 | 40 | 40 | 40 | [5 empty] | 4
| - of which installation (%) | 60 | 60 | 60 | 60 | [5 empty] | 4
| Fixed O&M (€/MJ/s/year) | 970 | 870 | 800 | 720 | [5 empty] | 5
| Variable O&M (€/MWh) | 3.26 | 3.2 | 3.22 | 3.12 | [7 empty] | 1: 3.26
| - of which is electricity costs (€/MWh) | 1.46 | 1.5 | 1.52 | 1.52 |  |  |  |  | G | 3 |  | 1: 1.46
| - of which is other O&M costs (€/MWh) | 1.8 | 1.7 | 1.7 | 1.6 | [5 empty] | 2 |  | 1: The green should be copied to TIMES:
[13 empty] | YEAR | START | EFF | Input~ELCC | LIFE | INVCOST | FIXOM | VAROM | CAP2ACT | AFA | FEMIS~RESSOx | FEMIS~RESNOx | FEMIS~RESCH4 | FEMIS~RESN2O | FEMIS~RESPM
[18 empty] | Specific investment | Fix OM
| Technology specific data | [10 empty] | Total efficiency, net (%), annual average | [5 empty] | kr/kW | kr/kW/year | kr/GJ | Factor | Factor | g/GJ | g/GJ | g/GJ | g/GJ | g/GJ
| Indirect investments cost (M€ per MW) | 0.20909 | 0.18691 | 0.1752 | 0.168 |  |  |  |  | H |  | 295 | 2020 | 2020 | 2.95 |  | 20 | 7788.528 | 7.2265 | 6.7464 |  |  | Cf. the utilized electricity | 0 | 0 | 0 | 0
| Non energy gains (M€ per MW) | - | - | - | - | [6 empty] | 305 | 2030 |  | 3.05 |  | 20 | 6962.472 | 6.4815 | 6.6222 |  |  | 0 | 0 | 0 | 0 | 0
| Startup cost (€/MW/startup) | - | - | - | - | [6 empty] | 315 | 2040 |  | 3.15 |  | 20 | 6526.2 | 5.96 | 6.6636 |  |  | 0 | 0 | 0 | 0 | 0
| Carbon capture removal of CO2 emissions (% of emission) | Cf. the utilized electricity | [9 empty] | 320 | 2050 |  | 3.2 |  | 20 | 6258 | 5.364 | 6.4567 |  |  | 0 | 0 | 0 | 0 | 0
| Temperature heat source supply (°C) | 80 | 80 | 80 | 80 |  |  |  |  | I
| Temperature heat source return (°C) | 50 | 50 | 50 | 50 |  |  |  |  | I
| Cooling generation capacity for one unit (MW) | - | - | - | -
| Specific investment in dkr/kW C50*$G$4*1000 specific/nominal? investment cost * currency conversion *1000 | 7788.528 | 6962.472 | 6526.2 | 6258 |  |  | Heat production capacity
| Specific investment in dkr/unit | 3894264 | 3481236 | 3263100 | 3129000 |  |  | 500 | kW
| FIX O&M dkr/kW/year C55*$G$4/1000 fixed OM * currency conversion | 7.2265 | 6.4815 | 5.96 | 5.364 |  |  | Check against the range for the "Heat production capacity for one unit (kW)" in the first row in the datasheet
| Variable O&M in dkr/GJ C56*$G$4/3,6 Variable OM * currency conversion | 6.7464 | 6.6222 | 6.6636 | 6.4567
References
| 1 | Viegand Maagøe, 2019
| 2 | http://www.planenergi.dk/varmepumper/.
| 3 | Teknologisk instutut, Hybridvarmepumpe til fjernvarme, 2018
| 4 | Energiforskning, Højtemperatur varmepumper kan bruge lavtemperatur spildvarme, 2013
| 5 | Jensen, J., Elmegaard, B., and Markussen, W. Industrial heat pumps for high temperature process applications.: A numerical study of the ammonia-water hybrid absorption-compression heat pump. PhD thesis. ,2016
Notes
| A | 0,5-5 MW
| B | Calculated from start-up loss
| C | May vary depending on heat source availability
| D | Slightly higher than large heat pumps [11]
| E | Theoretically as low as 10 %. For screw as low as 25 %, lower than that will affect the performance drastically.
| F | Corrected to technology readiness level (Not commercially avaiable at the moment)
| G | The cost of auxiliary electricity consumption is calculated using the following electricity prices in €/MWh: 2020: 73, 2030: 75, 2040: 76, 2050: 76. Includes transport tarif
| H | Going from current implementation to potential
| I | Uses waste heat

## Booster Heat pump 150C
Booster heat pump, up to 150 °C, Temp lift = 130 K, steam
|  |  |  | Currency | 7.45 | kr/€
Booster heat pump 150C new 1
[13 empty] | 1 | 2 | 3 | 4 | 5 | 6 | 7 | 8 | 9 | 10 | 11 | 12 | 13 | 14 | 15 | 16
| Technology | Booster heat pump, up to 150 °C, Temp lift = 130 K, steam | [10 empty] | 1: Full application potential; 4: "x,n" indicate which end-use, n ref. to note"; 5: 1.Food, beverages and tobacco; 7: 2.Commodity production; 9: 3.Cement and non-metallic mineral (+Extraction of gravel and stone); 11: 4.Chemical industry; 13: 5.Metals, machinery and electronics; 15: Others | Current application potential |  |  | "x,n" indicate which end-use, n ref. to note" | 1.Food, beverages and tobacco |  | 2.Commodity production |  | 3.Cement and non-metallic mineral (+Extraction of gravel and stone) |  | 4.Chemical industry |  | 5.Metals, machinery and electronics
| Energy/technical data | 2020 | 2030 | 2040 | 2050 | Uncertainty (2030) |  | Uncertainty (2050) |  | Note | Ref |  | 1: Technology | Technology
[6 empty] | Lower | Upper | Lower | Upper |  |  |  | 2: Energy services; 3: End-use |  | Energy services | End-use
| Heat generation capacity for one unit (MW) | 4 | 4 | 4 | 4 | 1 | 10 | 1 | 15 | A | [6 empty] | Direct % | Indirect % | Direct % | Indirect % | Direct % | Indirect % | Direct % | Indirect % | Direct % | Indirect % | Direct % | Indirect % |  |  |  |  | Direct % | Indirect % | Direct % | Indirect % | Direct % | Indirect % | Direct % | Indirect % | Direct % | Indirect %
| Total efficiency, net (%), nominel load | 198 | 203.94 | 208.0188 | 210.099 | 198 | 207.9 | 203.796 | 214.301 | B,C |  |  | Booster heat pump, up to 150 °C, Temp lift = 130 K, steam | High temperature | 6. Firing /Sintering |  | 0% | 0% | 0% | 0% | 0% | 0% | 0% | 0% | 0% | 0% | 0% | 0% | Booster heat pump, up to 150 °C, Temp lift = 130 K, steam | High temperature | 6. Firing /Sintering |  | 0% | 0% | 0% | 0% | 0% | 0% | 0% | 0% | 0% | 0%
| Total efficiency, net (%), annual average | 193 | 198.94 | 203.0188 | 205.099 | 193 | 202.9 | 198.796 | 209.301 | D |  |  | 3: 7. Melting /Casting |  |  | 7. Melting /Casting
| Auxiliary electricity consumption (% of heat gen) | 2 | 2 | 2 | 2 | 1 | 4 | 1 | 4 | E |  |  | 3: 9. Other processes >150C |  |  | 9. Other processes >150C
| Forced outage (%) | 0 | 0 | 0 | 0 | 0 | 1 | 0 | 1 | E |  |  |  | Medium temperature | 2. Heating/Boiling | x | 0% | 63% | 0% | 36% | 0% | 23% | 0% | 66% | 0% | 47% | 0% | 0% |  | Medium temperature | 2. Heating/Boiling | x | 0% | 15.75% | 0% | 9% | 0% | 5.75% | 0% | 16.5% | 0% | 11.75%
| Planned outage (weeks per year) | 1 | 1 | 1 | 1 | 0.5 | 2 | 0.5 | 2 | E |  |  | 3: 3. Drying; 4: x |  |  | 3. Drying | x
| Technical lifetime (years) | 20 | 20 | 20 | 20 | 15 | 30 | 15 | 30 | E |  |  | 3: 4. Dewatering; 4: x |  |  | 4. Dewatering | x
| Construction time (years) | 0.6 | 0.6 | 0.6 | 0.6 | 0.4 | 0.8 | 0.4 | 0.8 | F |  |  | 3: 5. Distillation; 4: x |  |  | 5. Distillation | x
| Regulation Ability | [11 empty] | 3: 8.Other processes <150⁰C,; 4: x |  |  | 8.Other processes <150⁰C, | x
| Minimum load (% of full load) | [9 empty] | 1 |  |  | Room heat | 12. spatial heating | x | 100% | 100% | 100% | 100% | 100% | 100% | 100% | 100% | 100% | 100% | 100% | 100% |  | Room heat | 12. spatial heating | x | 100% | 100% | 100% | 100% | 100% | 100% | 100% | 100% | 100% | 100%
| Warm start-up time (hours) | 0.5 | 0.5 | 0.5 | 0.5 |  |  |  |  | E
| Cold start-up time (hours) | 1 | 1 | 1 | 1 |  |  |  |  | E
Environment
| SO2 (g per GJ fuel) | Cf. the utilized electricity
PM2.5 (g per GJ fuel)
NOX (g per GJ fuel)
CH4 (g per GJ fuel)
N2O (g per GJ fuel)
Financial data
| Nominal investment (M€ per MW) is the same as k EUR/kW [1000 EUR/kW] | 1.6321 | 1.3231 | 1.037 | 0.93368 |  |  |  |  | G
| - of which equipment (%) | 50 | 50 | 50 | 50 |  |  |  |  | H
| - of which installation (%) | 50 | 50 | 50 | 50 |  |  |  |  | I
| Fixed O&M (€/MJ/s/year) | 2000 | 2000 | 2000 | 2000 |  |  |  |  | E
| Variable O&M (€/MWh) | 3.44 | 3.37 | 3.335 | 3.28 | [7 empty] | 1: 3.44
| - of which is electricity costs (€/MWh) | 1.46 | 1.5 | 1.52 | 1.52 |  |  |  |  | J |  |  | 1: 1.46
| - of which is other O&M costs (€/MWh) | 1.98 | 1.87 | 1.815 | 1.76 |  |  |  |  | K |  |  | 1: The green should be copied to TIMES:
[13 empty] | YEAR | START | EFF | Input~ELCC | LIFE | INVCOST | FIXOM | VAROM | CAP2ACT | AFA | FEMIS~RESSOx | FEMIS~RESNOx | FEMIS~RESCH4 | FEMIS~RESN2O | FEMIS~RESPM
[18 empty] | Specific investment | Fix OM
| Technology specific data | [10 empty] | Total efficiency, net (%), annual average | [5 empty] | kr/kW | kr/kW/year | kr/GJ | Factor | Factor | g/GJ | g/GJ | g/GJ | g/GJ | g/GJ
| Indirect investments cost (M€ per MW) | 0.32641 | 0.26462 | 0.2074 | 0.18674 |  |  |  |  | L |  | 193 | 2020 | 2020 | 1.93 |  | 20 | 12158.8907 | 14.9 | 7.1189 |  |  | Cf. the utilized electricity | 0 | 0 | 0 | 0
| Non energy gains (M€ per MW) | - | - | - | - |  |  |  |  | M |  | 198.94 | 2030 |  | 1.9894 |  | 20 | 9857.0539 | 14.9 | 6.974 |  |  | 0 | 0 | 0 | 0 | 0
| Startup cost (€/MW/startup) | - | - | - | - | [6 empty] | 203.0188 | 2040 |  | 2.0302 |  | 20 | 7725.5418 | 14.9 | 6.9016 |  |  | 0 | 0 | 0 | 0 | 0
| Carbon capture removal of CO2 emissions (% of emission) | Cf. the utilized electricity | [9 empty] | 205.099 | 2050 |  | 2.051 |  | 20 | 6955.9354 | 14.9 | 6.7878 |  |  | 0 | 0 | 0 | 0 | 0
| Temperature heat source supply (°C) | 30 | 30 | 30 | 30 |  |  |  |  | N
| Temperature heat source return (°C) | 20 | 20 | 20 | 20 |  |  |  |  | N
| Cooling generation capacity for one unit (MW) | - | - | - | -
| Specific investment in dkr/kW C50*$G$4*1000 specific/nominal? investment cost * currency conversion *1000 | 12158.8907 | 9857.0539 | 7725.5418 | 6955.9354 |  |  | Heat production capacity
| Specific investment in dkr/unit | 6079445.3437 | 4928526.957 | 3862770.9166 | 3477967.6797 |  |  | 500 | kW
| FIX O&M dkr/kW/year C55*$G$4/1000 fixed OM * currency conversion | 14.9 | 14.9 | 14.9 | 14.9 |  |  | Check against the range for the "Heat production capacity for one unit (kW)" in the first row in the datasheet
| Variable O&M in dkr/GJ C56*$G$4/3,6 Variable OM * currency conversion | 7.1189 | 6.974 | 6.9016 | 6.7878
References
| 1 | https://www.sciencedirect.com/topics/engineering/partial-load
| 2 | Danish Enegy Agency, Technology Data - Energy Plants for Electricity and District heating generation, 2016
| 3 | Van der Spek, et. Al., Challenges and uncertainties of ex ante techno-economic analysis of low TRL CO2 capture technology: Lessons from a case study of an NGCC with exhaust gas recycle and electric swing adsorption, 2017
Notes
| A | 1-15 MW
| B | Utilising waste heat above 30 °C will increase COP. Waste heat up to 75 °C can be utilised
| C | Calculated from manufacturer software and manufacturer offer.
| D | Based on lost production during startup/shutdown
| E | Assumed similar to electrical compression heat pump and mechanical vapor recompression technologies
| F | Assumed similar to high temperature heat pump technologies
| G | From [2], cost correlations and learing curves [3] (Not commercially avaiable at the moment)
| H | Very individual, can vary ÷ 10 %
| I | Very individual, can vary + 10 %
| J | The cost of auxiliary electricity consumption is calculated using the following electricity prices in €/MWh: 2020: 73, 2030: 75, 2040: 76, 2050: 76. Includes transport tarif
| K | Assumed 10 % higher than electrical compression heat pump. The turbo compressors have low O&M
| L | Going from simple implementation to potential
| M | Not relevant to this technology
| N | Uses waste heat
| B | 1 %-point higher for hot water boiler, due to assumed lower flue gas temperature
| C | Will be reduced if carbon capture in installed
| D | 20 %-point lower for hot water boiler
| E | The cost of auxiliary electricity consumption is calculated using the following electricity prices in €/MWh: 2020: 73, 2030: 75, 2040: 76, 2050: 76. Includes transport tarif
| F | Not relevant to this technology

## MVR
Mechanical vapor recompression
|  |  |  | Currency | 7.45 | kr/€
Mechanical Vapor Recompression new 1
[13 empty] | 1 | 2 | 3 | 4 | 5 | 6 | 7 | 8 | 9 | 10 | 11 | 12 | 13 | 14 | 15 | 16
| Technology | Mechanical vapor recompression | [10 empty] | 1: Full application potential; 4: "x,n" indicate which end-use, n ref. to note"; 5: 1.Food, beverages and tobacco; 7: 2.Commodity production; 9: 3.Cement and non-metallic mineral (+Extraction of gravel and stone); 11: 4.Chemical industry; 13: 5.Metals, machinery and electronics; 15: Others | Current application potential |  |  | "x,n" indicate which end-use, n ref. to note" | 1.Food, beverages and tobacco |  | 2.Commodity production |  | 3.Cement and non-metallic mineral (+Extraction of gravel and stone) |  | 4.Chemical industry |  | 5.Metals, machinery and electronics
| Energy/technical data | 2020 | 2030 | 2040 | 2050 | Uncertainty (2030) |  | Uncertainty (2050) |  | Note | Ref |  | 1: Technology | Technology
[6 empty] | Lower | Upper | Lower | Upper |  |  |  | 2: Energy services; 3: End-use |  | Energy services | End-use
| Heat generation capacity for one unit (MW) | 20 | 20 | 20 | 20 | 5 | 50 | 5 | 50 | A | 1 | [5 empty] | Direct % | Indirect % | Direct % | Indirect % | Direct % | Indirect % | Direct % | Indirect % | Direct % | Indirect % | Direct % | Indirect % |  |  |  |  | Direct % | Indirect % | Direct % | Indirect % | Direct % | Indirect % | Direct % | Indirect % | Direct % | Indirect %
| Total efficiency, net (%), nominel load | 1260 | 1320 | 1380 | 1430 | 1000 | 1512 | 1056 | 1716 | B | 1 |  | Mechanical vapor recompression | High temperature | 6. Firing /Sintering |  | 0% | 0% | 0% | 0% | 0% | 0% | 0% | 0% | 0% | 0% | 0% | 0% | Mechanical vapor recompression | High temperature | 6. Firing /Sintering |  | 0% | 0% | 0% | 0% | 0% | 0% | 0% | 0% | 0% | 0%
| Total efficiency, net (%), annual average | 1210 | 1270 | 1330 | 1380 | 950 | 1462 | 1006 | 1666 |  |  |  | 3: 7. Melting /Casting |  |  | 7. Melting /Casting
| Auxiliary electricity consumption (% of heat gen) | 1 | 1 | 1 | 1 | 0 | 2 | 0 | 2 |  | 3 |  | 3: 9. Other processes >150C |  |  | 9. Other processes >150C
| Forced outage (%) | 0 | 0 | 0 | 0 | 0 | 1 | 0 | 1 |  | 2 |  |  | Medium temperature | 2. Heating/Boiling | x | 0% | 31% | 0% | 5% | 0% | 37% | 0% | 41% | 0% | 6% | 0% | 0% |  | Medium temperature | 2. Heating/Boiling | x | 0% | 31% | 0% | 5% | 0% | 37% | 0% | 41% | 0% | 6%
| Planned outage (weeks per year) | 0.5 | 0.5 | 0.5 | 0.5 | 0 | 1 | 0 | 1 |  | 2 |  | 3: 3. Drying; 4: x |  |  | 3. Drying | x
| Technical lifetime (years) | 25 | 25 | 25 | 25 | 15 | 35 | 15 | 35 |  | 1.2 |  | 3: 4. Dewatering; 4: x |  |  | 4. Dewatering | x
| Construction time (years) | 0.1 | 0.1 | 0.1 | 0.1 | 0.05 | 0.2 | 0.05 | 0.2 |  | 1.3 |  | 3: 5. Distillation; 4: x |  |  | 5. Distillation | x
| Regulation Ability | [11 empty] | 3: 8.Other processes <150⁰C,; 4: x |  |  | 8.Other processes <150⁰C, | x
| Minimum load (% of full load) | 15 | 15 | 15 | 15 | [5 empty] | 4 |  |  | Room heat | 12. spatial heating |  | 0% | 0% | 0% | 0% | 0% | 0% | 0% | 0% | 0% | 0% | 0% | 0% |  | Room heat | 12. spatial heating |  | 0% | 0% | 0% | 0% | 0% | 0% | 0% | 0% | 0% | 0%
| Warm start-up time (hours) | 0.5 | 0.5 | 0.5 | 0.5 | [5 empty] | 3
| Cold start-up time (hours) | 1 | 1 | 1 | 1 | [5 empty] | 3
Environment
| SO2 (g per GJ fuel) | Cf. the utilized electricity
PM2.5 (g per GJ fuel)
NOX (g per GJ fuel)
CH4 (g per GJ fuel)
N2O (g per GJ fuel)
Financial data
| Nominal investment (M€ per MW) is the same as k EUR/kW [1000 EUR/kW] | 0.35 | 0.33 | 0.32 | 0.31 | [5 empty] | 1.5
| - of which equipment (%) | 60 | 60 | 60 | 60 | [5 empty] | 1.5
| - of which installation (%) | 40 | 40 | 40 | 40 | [5 empty] | 1.5
| Fixed O&M (€/MJ/s/year) | 2000 | 2000 | 200 | 2000 | [5 empty] | 2
| Variable O&M (€/MWh) | 2.53 | 2.45 | 2.46 | 2.36 | [5 empty] | 2 |  | 1: 2.53
| - of which is electricity costs (€/MWh) | 0.73 | 0.75 | 0.76 | 0.76 |  |  |  |  | C | 2 |  | 1: 0.73
| - of which is other O&M costs (€/MWh) | 1.8 | 1.7 | 1.7 | 1.6 | [5 empty] | 2 |  | 1: The green should be copied to TIMES:
[13 empty] | YEAR | START | EFF | Input~ELCC | LIFE | INVCOST | FIXOM | VAROM | CAP2ACT | AFA | FEMIS~RESSOx | FEMIS~RESNOx | FEMIS~RESCH4 | FEMIS~RESN2O | FEMIS~RESPM
[18 empty] | Specific investment | Fix OM
| Technology specific data | [10 empty] | Total efficiency, net (%), annual average | [5 empty] | kr/kW | kr/kW/year | kr/GJ | Factor | Factor | g/GJ | g/GJ | g/GJ | g/GJ | g/GJ
| Indirect investments cost (M€ per MW) | - | - | - | - |  |  |  |  | D |  | 1210 | 2020 | 2020 | 12.1 |  | 25 | 2607.5 | 14.9 | 5.2357 |  |  | Cf. the utilized electricity | 0 | 0 | 0 | 0
| Non energy gains (M€ per MW) | - | - | - | - |  |  |  |  | D |  | 1270 | 2030 |  | 12.7 |  | 25 | 2458.5 | 14.9 | 5.0701 |  |  | 0 | 0 | 0 | 0 | 0
| Startup cost (€/MW/startup) | - | - | - | - | [6 empty] | 1330 | 2040 |  | 13.3 |  | 25 | 2384 | 1.49 | 5.0908 |  |  | 0 | 0 | 0 | 0 | 0
| Carbon capture removal of CO2 emissions (% of emission) | Cf. the utilized electricity | [9 empty] | 1380 | 2050 |  | 13.8 |  | 25 | 2309.5 | 14.9 | 4.8839 |  |  | 0 | 0 | 0 | 0 | 0
| Temperature heat source supply (°C) | - | - | - | -
| Temperature heat source return (°C) | - | - | - | -
| Cooling generation capacity for one unit (MW) | - | - | - | -
| Specific investment in dkr/kW C50*$G$4*1000 specific/nominal? investment cost * currency conversion *1000 | 2607.5 | 2458.5 | 2384 | 2309.5 |  |  | Heat production capacity
| Specific investment in dkr/unit | 1303750 | 1229250 | 1192000 | 1154750 |  |  | 500 | kW
| FIX O&M dkr/kW/year C55*$G$4/1000 fixed OM * currency conversion | 14.9 | 14.9 | 1.49 | 14.9 |  |  | Check against the range for the "Heat production capacity for one unit (kW)" in the first row in the datasheet
| Variable O&M in dkr/GJ C56*$G$4/3,6 Variable OM * currency conversion | 5.2357 | 5.0701 | 5.0908 | 4.8839
References
| 1 | Viegand Maagøe, MVR, 2018
| 2 | Technological data for energi plants (Compressions Heat Pumps for DH), Energistyrelsen, 2017
| 3 | Viegand Maagøe, 2019
| 4 | EPCON, EVAPORATION TECHNOLOGY, 2019
| 5 | EPCON investment cost offer, 2017.
Notes
| A | 5-50 MW
| B | Assumed temperature lift of 5 K (saturation temperatur)
| C | The cost of auxiliary electricity consumption is calculated using the following electricity prices in €/MWh: 2020: 73, 2030: 75, 2040: 76, 2050: 76. Includes transport tarif
| D | Not relevant
| B | 1 %-point higher for hot water boiler, due to assumed lower flue gas temperature
| C | Will be reduced if carbon capture in installed
| D | 20 %-point lower for hot water boiler
| E | The cost of auxiliary electricity consumption is calculated using the following electricity prices in €/MWh: 2020: 73, 2030: 75, 2040: 76, 2050: 76. Includes transport tarif
| F | Not relevant to this technology

## Hotdisc
Hotdisc
|  |  |  | Currency | 7.45 | kr/€
Hotdisc new 1
[13 empty] | 1 | 2 | 3 | 4 | 5 | 6 | 7 | 8 | 9 | 10 | 11 | 12 | 13 | 14 | 15 | 16
| Technology | Hotdisc | [10 empty] | 1: Full application potential; 4: "x,n" indicate which end-use, n ref. to note"; 5: 1.Food, beverages and tobacco; 7: 2.Commodity production; 9: 3.Cement and non-metallic mineral (+Extraction of gravel and stone); 11: 4.Chemical industry; 13: 5.Metals, machinery and electronics; 15: Others | Current application potential |  |  | "x,n" indicate which end-use, n ref. to note" | 1.Food, beverages and tobacco |  | 2.Commodity production |  | 3.Cement and non-metallic mineral (+Extraction of gravel and stone) |  | 4.Chemical industry |  | 5.Metals, machinery and electronics
| Energy/technical data | 2020 | 2030 | 2040 | 2050 | Uncertainty (2030) |  | Uncertainty (2050) |  | Note | Ref |  | 1: Technology | Technology
[6 empty] | Lower | Upper | Lower | Upper |  |  |  | 2: Energy services; 3: End-use |  | Energy services | End-use
| Heat generation capacity for one unit (MW) | 50 | 50 | 50 | 50 | 10 | 100 | 10 | 100 | A | 1 | [5 empty] | Direct % | Indirect % | Direct % | Indirect % | Direct % | Indirect % | Direct % | Indirect % | Direct % | Indirect % | Direct % | Indirect % |  |  |  |  | Direct % | Indirect % | Direct % | Indirect % | Direct % | Indirect % | Direct % | Indirect % | Direct % | Indirect %
| Total efficiency, net (%), nominel load | 90 | 91 | 92 | 93 | 90 | 98 | 90 | 98 |  | 1 |  | Hotdisc | High temperature | 6. Firing /Sintering | x | 0% | 0% | 0% | 0% | 15% | 0% | 0% | 0% | 0% | 0% | 0% | 0% | Hotdisc | High temperature | 6. Firing /Sintering | x | 0% | 0% | 0% | 0% | 0% | 0% | 0% | 0% | 0% | 0%
| Total efficiency, net (%), annual average | 90 | 91 | 92 | 93 | 90 | 98 | 90 | 98 |  | 1 |  | 3: 7. Melting /Casting |  |  | 7. Melting /Casting
| Auxiliary electricity consumption (% of heat gen) | 1 | 1 | 1 | 1 | 1 | 1 | 1 | 1 |  | 1 |  | 3: 9. Other processes >150C |  |  | 9. Other processes >150C
| Forced outage (%) | 0 | 0 | 0 | 0 | 0 | 1 | 0 | 1 |  | 1 |  |  | Medium temperature | 2. Heating/Boiling |  | 0% | 0% | 0% | 0% | 0% | 0% | 0% | 0% | 0% | 0% | 0% | 0% |  | Medium temperature | 2. Heating/Boiling |  | 0% | 0% | 0% | 0% | 0% | 0% | 0% | 0% | 0% | 0%
| Planned outage (weeks per year) | 4 | 4 | 4 | 4 | 4 | 4 | 4 | 4 |  | 1 |  | 3: 3. Drying |  |  | 3. Drying
| Technical lifetime (years) | 20 | 20 | 20 | 20 | 20 | 30 | 20 | 30 |  | 1 |  | 3: 4. Dewatering |  |  | 4. Dewatering
| Construction time (years) | 0.75 | 0.75 | 0.75 | 0.75 | 0.75 | 1 | 0.75 | 1 |  | 1 |  | 3: 5. Distillation |  |  | 5. Distillation
| Regulation Ability | [11 empty] | 3: 8.Other processes <150⁰C, |  |  | 8.Other processes <150⁰C,
| Minimum load (% of full load) | 10 | 10 | 10 | 10 | [5 empty] | 1 |  |  | Room heat | 12. spatial heating |  | 0% | 0% | 0% | 0% | 0% | 0% | 0% | 0% | 0% | 0% | 0% | 0% |  | Room heat | 12. spatial heating |  | 0% | 0% | 0% | 0% | 0% | 0% | 0% | 0% | 0% | 0%
| Warm start-up time (hours) | 0 | 0 | 0 | 0 | [5 empty] | 1
| Cold start-up time (hours) | 54 | 54 | 54 | 54 |  |  |  |  | B | 1
Environment
| SO2 (g per GJ fuel) | 8.3 | 8.3 | 8.3 | 8.3 |  |  |  |  | C | 2
| PM2.5 (g per GJ fuel) | 0.29 | 0.29 | 0.29 | 0.29 |  |  |  |  | C | 2
| NOX (g per GJ fuel) | 56 | 45 | 28 | 11 |  |  |  |  | C | 3
| CH4 (g per GJ fuel) | 0.1 | 0.1 | 0.1 | 0.1 |  |  |  |  | C | 3
| N2O (g per GJ fuel) | 1 | 1 | 1 | 1 |  |  |  |  | C | 3
Financial data
| Nominal investment (M€ per MW) is the same as k EUR/kW [1000 EUR/kW] | 0.5 | 0.465 | 0.485 | 0.45 |  |  |  |  | D
| - of which equipment (%) | 50 | 50 | 50 | 50
| - of which installation (%) | 50 | 50 | 50 | 50
| Fixed O&M (€/MJ/s/year) | 400 | 400 | 400 | 400
| Variable O&M (€/MWh) | 1.175 | 1.195 | 1.205 | 1.205 | [7 empty] | 1: 1.175
| - of which is electricity costs (€/MWh) | 0.73 | 0.75 | 0.76 | 0.76 | [7 empty] | 1: 0.73
| - of which is other O&M costs (€/MWh) | 0.445 | 0.445 | 0.445 | 0.445 | [7 empty] | 1: The green should be copied to TIMES:
[13 empty] | YEAR | START | EFF | Input~ELCC | LIFE | INVCOST | FIXOM | VAROM | CAP2ACT | AFA | FEMIS~RESSOx | FEMIS~RESNOx | FEMIS~RESCH4 | FEMIS~RESN2O | FEMIS~RESPM
[18 empty] | Specific investment | Fix OM
| Technology specific data | [10 empty] | Total efficiency, net (%), annual average | [5 empty] | kr/kW | kr/kW/year | kr/GJ | Factor | Factor | g/GJ | g/GJ | g/GJ | g/GJ | g/GJ
| Indirect investments cost (M€ per MW) | 0.18 | 0.18 | 0.18 | 0.18 |  |  |  |  | E |  | 90 | 2020 | 2020 | 0.9 |  | 20 | 3725 | 2.98 | 2.4316 |  |  | 8.3 | 56 | 0.1 | 1 | 0.29
| Non energy gains (M€ per MW) | - | - | - | - | [6 empty] | 91 | 2030 |  | 0.91 |  | 20 | 3464.25 | 2.98 | 2.473 |  |  | 8.3 | 45 | 0.1 | 1 | 0.29
| Startup cost (€/MW/startup) | [10 empty] | 92 | 2040 |  | 0.92 |  | 20 | 3613.25 | 2.98 | 2.4937 |  |  | 8.3 | 28 | 0.1 | 1 | 0.29
| Carbon capture removal of CO2 emissions (% of emission) | 90 | 90 | 90 | 90 |  |  |  |  | F | 4,5 | 93 | 2050 |  | 0.93 |  | 20 | 3352.5 | 2.98 | 2.4937 |  |  | 8.3 | 11 | 0.1 | 1 | 0.29
| Temperature heat source supply (°C) | - | - | - | -
| Temperature heat source return (°C) | - | - | - | -
| Cooling generation capacity for one unit (MW) | - | - | - | -
| Specific investment in dkr/kW C50*$G$4*1000 specific/nominal? investment cost * currency conversion *1000 | 3725 | 3464.25 | 3613.25 | 3352.5 |  |  | Heat production capacity
| Specific investment in dkr/unit | 1862500 | 1732125 | 1806625 | 1676250 |  |  | 500 | kW
| FIX O&M dkr/kW/year C55*$G$4/1000 fixed OM * currency conversion | 2.98 | 2.98 | 2.98 | 2.98 |  |  | Check against the range for the "Heat production capacity for one unit (kW)" in the first row in the datasheet
| Variable O&M in dkr/GJ C56*$G$4/3,6 Variable OM * currency conversion | 2.4316 | 2.473 | 2.4937 | 2.4937
References
| 1 | FLSmidth, Personal communication, 2019
| 2 | Danish Energy Agency, Forudsætninger for samfundsøkonomiske analyser på energiområdet, 2016
| 3 | Danish Enegy Agency, Technology Data - Energy Plants for Electricity and District heating generation, 2016
| 4 | European Commision, The potential for CCS and CCU in Europe, 2019
| 5 | Sampo Kour, et Al., The potential for CCUS in selected industrial sectors – summary ofconcept evaluations in Finland, 2017
Notes
| A | 10-100 MW
| B | 36-72 hours
| C | Assumed equal to waste used in incineration power plant
| D | Includes retrofit to existing system
| E | If a rebuillt of the system is necessary, this cost need to be included. E.g. if a cement oven is a separate line and not inline system.
| F | Typically engineered to remove 80-90 %, above 95 % is possible
| G | The fuel is waste and the waste needs minimum pre-handling. Large pieces of waste can be fired directly in the Hotdisc. Cost of waste will be lower than at an inceration plant
| B | 1 %-point higher for hot water boiler, due to assumed lower flue gas temperature
| C | Will be reduced if carbon capture in installed
| D | 20 %-point lower for hot water boiler
| E | The cost of auxiliary electricity consumption is calculated using the following electricity prices in €/MWh: 2020: 73, 2030: 75, 2040: 76, 2050: 76. Includes transport tarif
| F | Not relevant to this technology

## Dielectric heating
Dielectric heating
|  |  |  | Currency | 7.45 | kr/€
Dielectric heating new 1
[13 empty] | 1 | 2 | 3 | 4 | 5 | 6 | 7 | 8 | 9 | 10 | 11 | 12 | 13 | 14 | 15 | 16
| Technology | Dielectric heating | [10 empty] | 1: Full application potential; 4: "x,n" indicate which end-use, n ref. to note"; 5: 1.Food, beverages and tobacco; 7: 2.Commodity production; 9: 3.Cement and non-metallic mineral (+Extraction of gravel and stone); 11: 4.Chemical industry; 13: 5.Metals, machinery and electronics; 15: Others | Current application potential |  |  | "x,n" indicate which end-use, n ref. to note" | 1.Food, beverages and tobacco |  | 2.Commodity production |  | 3.Cement and non-metallic mineral (+Extraction of gravel and stone) |  | 4.Chemical industry |  | 5.Metals, machinery and electronics
| Energy/technical data | 2020 | 2030 | 2040 | 2050 | Uncertainty (2030) |  | Uncertainty (2050) |  | Note | Ref |  | 1: Technology | Technology
[6 empty] | Lower | Upper | Lower | Upper |  |  |  | 2: Energy services; 3: End-use |  | Energy services | End-use
| Heat generation capacity for one unit (MW) | 0.1 | 0.1 | 0.1 | 0.1 | 0.01 | 0.2 | 0.01 | 0.2 | A | 1 | [5 empty] | Direct % | Indirect % | Direct % | Indirect % | Direct % | Indirect % | Direct % | Indirect % | Direct % | Indirect % | Direct % | Indirect % |  |  |  |  | Direct % | Indirect % | Direct % | Indirect % | Direct % | Indirect % | Direct % | Indirect % | Direct % | Indirect %
| Total efficiency, net (%), nominel load | 95 | 95 | 95 | 95 | 85 | 100 | 85 | 100 | B | 2 |  | Dielectric heating | High temperature | 6. Firing /Sintering |  | 0% | 0% | 0% | 0% | 0% | 0% | 0% | 0% | 0% | 0% | 0% | 0% | Dielectric heating | High temperature | 6. Firing /Sintering |  | 0% | 0% | 0% | 0% | 0% | 0% | 0% | 0% | 0% | 0%
| Total efficiency, net (%), annual average | 95 | 95 | 95 | 95 | 85 | 100 | 85 | 100 |  |  |  | 3: 7. Melting /Casting |  |  | 7. Melting /Casting
| Auxiliary electricity consumption (% of heat gen) | 0.1 | 0.1 | 0.1 | 0.1 | 0 | 0.2 | 0 | 0.2 |  | 3 |  | 3: 9. Other processes >150C |  |  | 9. Other processes >150C
| Forced outage (%) | 0.1 | 0.1 | 0.1 | 0.1 | 0 | 0.2 | 0 | 0.2 |  | 3 |  |  | Medium temperature | 2. Heating/Boiling | x | 5% | 4% | 5% | 5% | 5% | 2% | 3% | 1% | 0% | 0% | 0% | 0% |  | Medium temperature | 2. Heating/Boiling | x | 5% | 4% | 5% | 5% | 5% | 2% | 3% | 1% | 0% | 0%
| Planned outage (weeks per year) | 0 | 0 | 0 | 0 | 0 | 0.1 | 0 | 0.1 |  | 3 |  | 3: 3. Drying; 4: x |  |  | 3. Drying | x
| Technical lifetime (years) | 30 | 30 | 30 | 30 | 20 | 35 | 20 | 35 |  | 4 |  | 3: 4. Dewatering |  |  | 4. Dewatering
| Construction time (years) | 0.1 | 0.1 | 0.1 | 0.1 | 0.05 | 0.1 | 0.05 | 0.1 |  | 3 |  | 3: 5. Distillation |  |  | 5. Distillation
| Regulation Ability | [11 empty] | 3: 8.Other processes <150⁰C, |  |  | 8.Other processes <150⁰C,
| Minimum load (% of full load) | 10 | 10 | 10 | 10 |  |  |  |  | C | 5 |  |  | Room heat | 12. spatial heating |  | 0% | 0% | 0% | 0% | 0% | 0% | 0% | 0% | 0% | 0% | 0% | 0% |  | Room heat | 12. spatial heating |  | 0% | 0% | 0% | 0% | 0% | 0% | 0% | 0% | 0% | 0%
| Warm start-up time (hours) | 0 | 0 | 0 | 0 | [5 empty] | 5
| Cold start-up time (hours) | 0 | 0 | 0 | 0 | [5 empty] | 5
Environment
| SO2 (g per GJ fuel) | Cf. the utilized electricity
PM2.5 (g per GJ fuel)
NOX (g per GJ fuel)
CH4 (g per GJ fuel)
N2O (g per GJ fuel)
Financial data
| Nominal investment (M€ per MW) is the same as k EUR/kW [1000 EUR/kW] | 2.7 | 2.619 | 2.538 | 2.43 |  |  |  |  | D | 6,7,8
| - of which equipment (%) | 85 | 85 | 85 | 85 | [5 empty] | 9
| - of which installation (%) | 15 | 15 | 15 | 15 | [5 empty] | 9
| Fixed O&M (€/MJ/s/year) | 0 | 0 | 0 | 0
| Variable O&M (€/MWh) | 45.823 | 45.825 | 45.826 | 45.826 | [7 empty] | 1: 45.823
| - of which is electricity costs (€/MWh) | 0.073 | 0.075 | 0.076 | 0.076 |  |  |  |  | E |  |  | 1: 0.073
| - of which is other O&M costs (€/MWh) | 45.75 | 45.75 | 45.75 | 45.75 |  |  |  |  | F | 6 |  | 1: The green should be copied to TIMES:
[13 empty] | YEAR | START | EFF | Input~ELCC | LIFE | INVCOST | FIXOM | VAROM | CAP2ACT | AFA | FEMIS~RESSOx | FEMIS~RESNOx | FEMIS~RESCH4 | FEMIS~RESN2O | FEMIS~RESPM
[18 empty] | Specific investment | Fix OM
| Technology specific data | [10 empty] | Total efficiency, net (%), annual average | [5 empty] | kr/kW | kr/kW/year | kr/GJ | Factor | Factor | g/GJ | g/GJ | g/GJ | g/GJ | g/GJ
| Indirect investments cost (M€ per MW) | - | - | - | - |  |  |  |  | G |  | 95 | 2020 | 2020 | 0.95 |  | 30 | 20115 | 0 | 94.8282 |  |  | Cf. the utilized electricity | 0 | 0 | 0 | 0
| Non energy gains (M€ per MW) | - | - | - | - |  |  |  |  | H,I |  | 95 | 2030 |  | 0.95 |  | 30 | 19511.55 | 0 | 94.8323 |  |  | 0 | 0 | 0 | 0 | 0
| Startup cost (€/MW/startup) | - | - | - | - | [6 empty] | 95 | 2040 |  | 0.95 |  | 30 | 18908.1 | 0 | 94.8344 |  |  | 0 | 0 | 0 | 0 | 0
| Carbon capture removal of CO2 emissions (% of emission) | Cf. the utilized electricity | [9 empty] | 95 | 2050 |  | 0.95 |  | 30 | 18103.5 | 0 | 94.8344 |  |  | 0 | 0 | 0 | 0 | 0
| Temperature heat source supply (°C) | - | - | - | -
| Temperature heat source return (°C) | - | - | - | -
| Cooling generation capacity for one unit (MW) | - | - | - | -
| Specific investment in dkr/kW C50*$G$4*1000 specific/nominal? investment cost * currency conversion *1000 | 20115 | 19511.55 | 18908.1 | 18103.5 |  |  | Heat production capacity
| Specific investment in dkr/unit | 10057500 | 9755775 | 9454050 | 9051750 |  |  | 500 | kW
| FIX O&M dkr/kW/year C55*$G$4/1000 fixed OM * currency conversion | 0 | 0 | 0 | 0 |  |  | Check against the range for the "Heat production capacity for one unit (kW)" in the first row in the datasheet
| Variable O&M in dkr/GJ C56*$G$4/3,6 Variable OM * currency conversion | 94.8282 | 94.8323 | 94.8344 | 94.8344
References
| 1 | Thermex Thermatron, https://thermex-thermatron.com/industrial-microwave-generators/, 2019
| 2 | Technological Institute, https://www.dti.dk/industrial-microwave-processing/
| 3 | Viegand Maagøe, 2019
| 4 | Cellencor, https://www.cellencor.com, 2019
| 5 | Bi.Elle, http://www.microwaves.it/ing/company.htm, 2019
| 6 | A.M. Hasna, Microwave Processing Applications in Chemical Engineering: Cost Analysis, 2011
| 7 | Tony Koral, Considerations for Commercial Success, 2013 in new RF and Microwave Industrial Heating Applications
| 8 | Bi.Elle, Personal communication, 2019
| 9 | Beyond Zero Emissions Inc, Zero Carbon Industry Plan Electrifying Industry, 2018
Notes
| A | 0,01-0,2 MW
| B | Cooling system account for a small loss
| C | The capacity is often specifically regulated to product flow
| D | Can vary quite significantly, as different applications requires different additional subsystems.
| E | The cost of auxiliary electricity consumption is calculated using the following electricity prices in €/MWh: 2020: 73, 2030: 75, 2040: 76, 2050: 76. Includes transport tarif
| F | The magnatron (microwave generator) has a lifetime of around 10.000 hours of operation. Replacement of magnatron are included here.
| G | Not relevant
| H | Infrared will have non energy gains, but it has not been possible to estimate.
| I | Treatment times are up to 20 times faster than traditional systems.
| B | 1 %-point higher for hot water boiler, due to assumed lower flue gas temperature
| C | Will be reduced if carbon capture in installed
| D | 20 %-point lower for hot water boiler
| E | The cost of auxiliary electricity consumption is calculated using the following electricity prices in €/MWh: 2020: 73, 2030: 75, 2040: 76, 2050: 76. Includes transport tarif
| F | Not relevant to this technology

## Infrared
Infrared heating
|  |  |  | Currency | 7.45 | kr/€
Infrared new 1
[13 empty] | 1 | 2 | 3 | 4 | 5 | 6 | 7 | 8 | 9 | 10 | 11 | 12 | 13 | 14 | 15 | 16
| Technology | Infrared heating | [10 empty] | 1: Full application potential; 4: "x,n" indicate which end-use, n ref. to note"; 5: 1.Food, beverages and tobacco; 7: 2.Commodity production; 9: 3.Cement and non-metallic mineral (+Extraction of gravel and stone); 11: 4.Chemical industry; 13: 5.Metals, machinery and electronics; 15: Others | Current application potential |  |  | "x,n" indicate which end-use, n ref. to note" | 1.Food, beverages and tobacco |  | 2.Commodity production |  | 3.Cement and non-metallic mineral (+Extraction of gravel and stone) |  | 4.Chemical industry |  | 5.Metals, machinery and electronics
| Energy/technical data | 2020 | 2030 | 2040 | 2050 | Uncertainty (2030) |  | Uncertainty (2050) |  | Note | Ref |  | 1: Technology | Technology
[6 empty] | Lower | Upper | Lower | Upper |  |  |  | 2: Energy services; 3: End-use |  | Energy services | End-use
| Heat generation capacity for one unit (MW) | 0.1 | 0.1 | 0.1 | 0.1 | 0.01 | 0.2 | 0.01 | 0.2 | A | 1 | [5 empty] | Direct % | Indirect % | Direct % | Indirect % | Direct % | Indirect % | Direct % | Indirect % | Direct % | Indirect % | Direct % | Indirect % |  |  |  |  | Direct % | Indirect % | Direct % | Indirect % | Direct % | Indirect % | Direct % | Indirect % | Direct % | Indirect %
| Total efficiency, net (%), nominel load | 96 | 96 | 96 | 96 | 90 | 100 | 90 | 100 | B,C | 2 |  | Infrared heating | High temperature | 6. Firing /Sintering |  | 0% | 0% | 0% | 0% | 0% | 0% | 0% | 0% | 0% | 0% | 0% | 0% | Infrared heating | High temperature | 6. Firing /Sintering |  | 0% | 0% | 0% | 0% | 0% | 0% | 0% | 0% | 0% | 0%
| Total efficiency, net (%), annual average | 96 | 96 | 96 | 96 | 90 | 100 | 90 | 100 |  |  |  | 3: 7. Melting /Casting |  |  | 7. Melting /Casting
| Auxiliary electricity consumption (% of heat gen) | 0.1 | 0.1 | 0.1 | 0.1 | 0 | 0.2 | 0 | 0.2 |  | 3 |  | 3: 9. Other processes >150C |  |  | 9. Other processes >150C
| Forced outage (%) | 0.1 | 0.1 | 0.1 | 0.1 | 0 | 0.2 | 0 | 0.2 |  | 3 |  |  | Medium temperature | 2. Heating/Boiling | x | 5% | 4% | 5% | 5% | 3% | 2% | 3% | 1% | 0% | 5% | 0% | 0% |  | Medium temperature | 2. Heating/Boiling | x | 5% | 4% | 5% | 5% | 3% | 2% | 3% | 1% | 0% | 5%
| Planned outage (weeks per year) | 0 | 0 | 0 | 0 | 0 | 0.1 | 0 | 0.1 |  | 3 |  | 3: 3. Drying; 4: x |  |  | 3. Drying | x
| Technical lifetime (years) | 30 | 30 | 30 | 30 | 20 | 35 | 20 | 35 |  | 4 |  | 3: 4. Dewatering |  |  | 4. Dewatering
| Construction time (years) | 0.1 | 0.1 | 0.1 | 0.1 | 0.05 | 0.1 | 0.05 | 0.1 |  | 3 |  | 3: 5. Distillation |  |  | 5. Distillation
| Regulation Ability | [11 empty] | 3: 8.Other processes <150⁰C, |  |  | 8.Other processes <150⁰C,
| Minimum load (% of full load) | 10 | 10 | 10 | 10 |  |  |  |  | D |  |  |  | Room heat | 12. spatial heating |  | 0% | 0% | 0% | 0% | 0% | 0% | 0% | 0% | 0% | 0% | 0% | 0% |  | Room heat | 12. spatial heating |  | 0% | 0% | 0% | 0% | 0% | 0% | 0% | 0% | 0% | 0%
| Warm start-up time (hours) | 0 | 0 | 0 | 0 | [5 empty] | 2
| Cold start-up time (hours) | 0 | 0 | 0 | 0 | [5 empty] | 2
Environment
| SO2 (g per GJ fuel) | Cf. the utilized electricity
PM2.5 (g per GJ fuel)
NOX (g per GJ fuel)
CH4 (g per GJ fuel)
N2O (g per GJ fuel)
Financial data
| Nominal investment (M€ per MW) is the same as k EUR/kW [1000 EUR/kW] | 0.35 | 0.34 | 0.33 | 0.315 |  |  |  |  | E | 1
| - of which equipment (%) | 85 | 85 | 85 | 85 |  |  |  |  | E | 2
| - of which installation (%) | 15 | 15 | 15 | 15 |  |  |  |  | E | 2
| Fixed O&M (€/MJ/s/year) | 0 | 0 | 0 | 0
| Variable O&M (€/MWh) | 117.073 | 117.075 | 117.076 | 117.076 | [7 empty] | 1: 117.073
| - of which is electricity costs (€/MWh) | 0.073 | 0.075 | 0.076 | 0.076 |  |  |  |  | F |  |  | 1: 0.073
| - of which is other O&M costs (€/MWh) | 117 | 117 | 117 | 117 |  |  |  |  | G | 1 |  | 1: The green should be copied to TIMES:
[13 empty] | YEAR | START | EFF | Input~ELCC | LIFE | INVCOST | FIXOM | VAROM | CAP2ACT | AFA | FEMIS~RESSOx | FEMIS~RESNOx | FEMIS~RESCH4 | FEMIS~RESN2O | FEMIS~RESPM
[18 empty] | Specific investment | Fix OM
| Technology specific data | [10 empty] | Total efficiency, net (%), annual average | [5 empty] | kr/kW | kr/kW/year | kr/GJ | Factor | Factor | g/GJ | g/GJ | g/GJ | g/GJ | g/GJ
| Indirect investments cost (M€ per MW) | - | - | - | - |  |  |  |  | H |  | 96 | 2020 | 2020 | 0.96 |  | 30 | 2607.5 | 0 | 242.2761 |  |  | Cf. the utilized electricity | 0 | 0 | 0 | 0
| Non energy gains (M€ per MW) | - | - | - | - |  |  |  |  | I,J |  | 96 | 2030 |  | 0.96 |  | 30 | 2533 | 0 | 242.2802 |  |  | 0 | 0 | 0 | 0 | 0
| Startup cost (€/MW/startup) | - | - | - | - | [6 empty] | 96 | 2040 |  | 0.96 |  | 30 | 2458.5 | 0 | 242.2823 |  |  | 0 | 0 | 0 | 0 | 0
| Carbon capture removal of CO2 emissions (% of emission) | Cf. the utilized electricity | [9 empty] | 96 | 2050 |  | 0.96 |  | 30 | 2346.75 | 0 | 242.2823 |  |  | 0 | 0 | 0 | 0 | 0
| Temperature heat source supply (°C) | - | - | - | -
| Temperature heat source return (°C) | - | - | - | -
| Cooling generation capacity for one unit (MW) | - | - | - | -
| Specific investment in dkr/kW C50*$G$4*1000 specific/nominal? investment cost * currency conversion *1000 | 2607.5 | 2533 | 2458.5 | 2346.75 |  |  | Heat production capacity
| Specific investment in dkr/unit | 1303750 | 1266500 | 1229250 | 1173375 |  |  | 500 | kW
| FIX O&M dkr/kW/year C55*$G$4/1000 fixed OM * currency conversion | 0 | 0 | 0 | 0 |  |  | Check against the range for the "Heat production capacity for one unit (kW)" in the first row in the datasheet
| Variable O&M in dkr/GJ C56*$G$4/3,6 Variable OM * currency conversion | 242.2761 | 242.2802 | 242.2823 | 242.2823
References
| 1 | Netek IR System A/S, Personal communication, 2019
| 2 | Beyond Zero Emissions Inc, Zero Carbon Industry Plan Electrifying Industry, 2018
| 3 | Viegand Maagøe, 2019
| 4 | IG Infrared, https://www.ig-infrared.com, 2019
| 5 | American Society of. Heating, Refrigerating and Air-Conditioning Engineers, ASHRAE Handbook – Heating, Ventilating, and Air-Conditioning Systems and Equipment (I-P Edition), 2008
Notes
| A | 0,01-0,2 MW
| B | The electricity to heat efficiency is 100 %, but not all of the electricity is converted to radiant energy [5]
| C | A part of the electricity is conveted to convective heat, and some of it is lost to surrounding.
| D | A system often consist of mulitiple emitters, giving the possiblity in turn emitters off individually.
| E | Can vary quite significantly, as different applications requires different additional subsystems.
| F | The cost of auxiliary electricity consumption is calculated using the following electricity prices in €/MWh: 2020: 73, 2030: 75, 2040: 76, 2050: 76. Includes transport tarif
| G | The emitters have a lifetime of 10.000 to 15.000 hours of operation. Replacement of emitters are included here.
| H | Not relevant
| I | Infrared will have non energy gains, but it has not been possible to estimate.
| J | Heating time is 7 to 40 times faster than convective ovens. Uptake much less space which enable possible expansion.
| B | 1 %-point higher for hot water boiler, due to assumed lower flue gas temperature
| C | Will be reduced if carbon capture in installed
| D | 20 %-point lower for hot water boiler
| E | The cost of auxiliary electricity consumption is calculated using the following electricity prices in €/MWh: 2020: 73, 2030: 75, 2040: 76, 2050: 76. Includes transport tarif
| F | Not relevant to this technology

## Electric boiler
Electric boiler, 10 kV, steam
|  |  |  | Currency | 7.45 | kr/€
Electric boiler new 1
[13 empty] | 1 | 2 | 3 | 4 | 5 | 6 | 7 | 8 | 9 | 10 | 11 | 12 | 13 | 14 | 15 | 16
| Technology | Electric boiler, 10 kV, steam | [10 empty] | 1: Full application potential; 4: "x,n" indicate which end-use, n ref. to note"; 5: 1.Food, beverages and tobacco; 7: 2.Commodity production; 9: 3.Cement and non-metallic mineral (+Extraction of gravel and stone); 11: 4.Chemical industry; 13: 5.Metals, machinery and electronics; 15: Others | Current application potential |  |  | "x,n" indicate which end-use, n ref. to note" | 1.Food, beverages and tobacco |  | 2.Commodity production |  | 3.Cement and non-metallic mineral (+Extraction of gravel and stone) |  | 4.Chemical industry |  | 5.Metals, machinery and electronics
| Energy/technical data | 2020 | 2030 | 2040 | 2050 | Uncertainty (2030) |  | Uncertainty (2050) |  | Note | Ref |  | 1: Technology | Technology
[6 empty] | Lower | Upper | Lower | Upper |  |  |  | 2: Energy services; 3: End-use |  | Energy services | End-use
| Heat generation capacity for one unit (MW) | 15 | 15 | 15 | 15 | 10 | 60 | 10 | 60 | A | [6 empty] | Direct % | Indirect % | Direct % | Indirect % | Direct % | Indirect % | Direct % | Indirect % | Direct % | Indirect % | Direct % | Indirect % |  |  |  |  | Direct % | Indirect % | Direct % | Indirect % | Direct % | Indirect % | Direct % | Indirect % | Direct % | Indirect %
| Total efficiency, net (%), nominel load | 99 | 99 | 99 | 99 | 98 | 100 | 98 | 100 |  | 1,2 |  | Electric boiler, 10 kV, steam | High temperature | 6. Firing /Sintering |  | 100% | 100% | 100% | 100% | 0% | 100% | 20% | 100% | 5% | 100% | 20% | 100% | Electric boiler, 10 kV, steam | High temperature | 6. Firing /Sintering |  | 100% | 100% | 100% | 100% | 0% | 100% | 20% | 100% | 5% | 100%
| Total efficiency, net (%), annual average | 99 | 99 | 99 | 99 | 98 | 99 | 98 | 99 |  | 1,2 |  | 3: 7. Melting /Casting |  |  | 7. Melting /Casting
| Auxiliary electricity consumption (% of heat gen) | 0.5 | 0.5 | 0.5 | 0.5 | 0.1 | 0.5 | 0.1 | 0.5 |  | 1,2 |  | 3: 9. Other processes >150C; 4: x |  |  | 9. Other processes >150C | x
| Forced outage (%) | 1 | 1 | 1 | 1 | 0.5 | 1 | 0.5 | 1 |  | 1,2 |  |  | Medium temperature | 2. Heating/Boiling | x | 100% | 100% | 100% | 100% | 50% | 100% | 100% | 100% | 0% | 100% | 100% | 100% |  | Medium temperature | 2. Heating/Boiling | x | 100% | 100% | 100% | 100% | 50% | 100% | 100% | 100% | 0% | 100%
| Planned outage (weeks per year) | 0.2 | 0.2 | 0.2 | 0.2 | 0.2 | 0.2 | 0.2 | 0.2 |  | 2 |  | 3: 3. Drying; 4: x |  |  | 3. Drying | x
| Technical lifetime (years) | 25 | 25 | 25 | 25 | 20 | 25 | 20 | 25 |  | 2 |  | 3: 4. Dewatering; 4: x |  |  | 4. Dewatering | x
| Construction time (years) | 0.5 | 0.5 | 0.5 | 0.5 | 0.5 | 1 | 0.5 | 1 |  | 1 |  | 3: 5. Distillation; 4: x |  |  | 5. Distillation | x
| Regulation Ability | [11 empty] | 3: 8.Other processes <150⁰C,; 4: x |  |  | 8.Other processes <150⁰C, | x
| Minimum load (% of full load) | 2 | 2 | 2 | 2 | [5 empty] | 2 |  |  | Room heat | 12. spatial heating | x | 0% | 100% | 0% | 100% | 100% | 100% | 0% | 100% | 0% | 100% | 0% | 100% |  | Room heat | 12. spatial heating | x | 100% | 100% | 100% | 100% | 100% | 100% | 100% | 100% | 100% | 100%
| Warm start-up time (hours) | 0.03 | 0.03 | 0.03 | 0.03 | [5 empty] | 2
| Cold start-up time (hours) | 0.17 | 0.17 | 0.17 | 0.17 | [5 empty] | 2
| Environment | [11 empty] | 5: Orange coloured marks direct firing
| SO2 (g per GJ fuel) | Cf. the utilized electricity
PM2.5 (g per GJ fuel)
NOX (g per GJ fuel)
CH4 (g per GJ fuel)
N2O (g per GJ fuel)
Financial data
| Nominal investment (M€ per MW) is the same as k EUR/kW [1000 EUR/kW] | 0.08 | 0.07 | 0.07 | 0.07 |  |  |  |  | B,C | 1,2
| - of which equipment (%) | 85 | 85 | 85 | 85 | [5 empty] | 1
| - of which installation (%) | 15 | 15 | 15 | 15 | [5 empty] | 1
| Fixed O&M (€/MJ/s/year) | 1070 | 1020 | 970 | 920 | [5 empty] | 1
| Variable O&M (€/MWh) | 0.865 | 0.875 | 0.78 | 0.78 | [7 empty] | 1: 0.865
| - of which is electricity costs (€/MWh) | 0.365 | 0.375 | 0.38 | 0.38 |  |  |  |  | D |  |  | 1: 0.365
| - of which is other O&M costs (€/MWh) | 0.5 | 0.5 | 0.4 | 0.4 | [5 empty] | 1 |  | 1: The green should be copied to TIMES:
[13 empty] | YEAR | START | EFF | Input~ELCC | LIFE | INVCOST | FIXOM | VAROM | CAP2ACT | AFA | FEMIS~RESSOx | FEMIS~RESNOx | FEMIS~RESCH4 | FEMIS~RESN2O | FEMIS~RESPM
[18 empty] | Specific investment | Fix OM
| Technology specific data | [10 empty] | Total efficiency, net (%), annual average | [5 empty] | kr/kW | kr/kW/year | kr/GJ | Factor | Factor | g/GJ | g/GJ | g/GJ | g/GJ | g/GJ
| Indirect investments cost (M€ per MW) | - | - | - | - |  |  |  |  | E |  | 99 | 2020 | 2020 | 0.99 |  | 25 | 596 | 7.9715 | 1.7901 |  |  | Cf. the utilized electricity | 0 | 0 | 0 | 0
| Non energy gains (M€ per MW) | - | - | - | - |  |  |  |  | E |  | 99 | 2030 |  | 0.99 |  | 25 | 521.5 | 7.599 | 1.8108 |  |  | 0 | 0 | 0 | 0 | 0
| Startup cost (€/MW/startup) | - | - | - | - | [6 empty] | 99 | 2040 |  | 0.99 |  | 25 | 521.5 | 7.2265 | 1.6142 |  |  | 0 | 0 | 0 | 0 | 0
| Carbon capture removal of CO2 emissions (% of emission) | Cf. the utilized electricity | [9 empty] | 99 | 2050 |  | 0.99 |  | 25 | 521.5 | 6.854 | 1.6142 |  |  | 0 | 0 | 0 | 0 | 0
| Temperature heat source supply (°C) | - | - | - | -
| Temperature heat source return (°C) | - | - | - | -
| Cooling generation capacity for one unit (MW) | - | - | - | -
| Specific investment in dkr/kW C50*$G$4*1000 specific/nominal? investment cost * currency conversion *1000 | 596 | 521.5 | 521.5 | 521.5 |  |  | Heat production capacity
| Specific investment in dkr/unit | 298000 | 260750 | 260750 | 260750 |  |  | 500 | kW
| FIX O&M dkr/kW/year C55*$G$4/1000 fixed OM * currency conversion | 7.9715 | 7.599 | 7.2265 | 6.854 |  |  | Check against the range for the "Heat production capacity for one unit (kW)" in the first row in the datasheet
| Variable O&M in dkr/GJ C56*$G$4/3,6 Variable OM * currency conversion | 1.7901 | 1.8108 | 1.6142 | 1.6142
References
| 1 | Danish Enegy Agency, Technology Data - Energy Plants for Electricity and District heating generation, 2016
| 2 | AS:scan, Personal communication, 2019
| 3 | Tjæreborg Industri, Personal communication, 2019
Notes
| A | 10-60 MW
| B | Electrode boilers at medium-high voltage are directly connected to the distribution grid. Costs for the distribution board are included in the equipment costs.
| C | Investment cos is slightly higher than for a hot water boiler.
| D | The cost of auxiliary electricity consumption is calculated using the following electricity prices in €/MWh: 2020: 73, 2030: 75, 2040: 76, 2050: 76. Includes transport tarif
| E | Not relevant to this technology
Electric boiler, 10 kV, hot water
Electric boiler new 2
[13 empty] | 1 | 2 | 3 | 4 | 5 | 6 | 7 | 8 | 9 | 10 | 11 | 12 | 13 | 14
| Technology | Electric boiler, 10 kV, hot water | [10 empty] | 1: Full application potential; 4: "x,n" indicate which end-use, n ref. to note"; 5: 1.Food, beverages and tobacco; 7: 2.Commodity production; 9: 3.Cement and non-metallic mineral (+Extraction of gravel and stone); 11: 4.Chemical industry; 13: 5.Metals, machinery and electronics |  | Current application potential |  |  | "x,n" indicate which end-use, n ref. to note" | 1.Food, beverages and tobacco |  | 2.Commodity production |  | 3.Cement and non-metallic mineral (+Extraction of gravel and stone) |  | 4.Chemical industry |  | 5.Metals, machinery and electronics
| Energy/technical data | 2020 | 2030 | 2040 | 2050 | Uncertainty (2030) |  | Uncertainty (2050) |  | Note | Ref |  | 1: Technology |  | Technology
[6 empty] | Lower | Upper | Lower | Upper |  |  |  | 2: Energy services; 3: End-use |  |  | Energy services | End-use
| Heat generation capacity for one unit (MW) | 15 | 15 | 15 | 15 | 10 | 60 | 10 | 60 | A | [6 empty] | Direct % | Indirect % | Direct % | Indirect % | Direct % | Indirect % | Direct % | Indirect % | Direct % | Indirect % | [5 empty] | Direct % | Indirect % | Direct % | Indirect % | Direct % | Indirect % | Direct % | Indirect % | Direct % | Indirect %
| Total efficiency, net (%), nominel load | 99 | 99 | 99 | 99 | 98 | 100 | 98 | 100 |  | 1,2 |  | Electric boiler, 10 kV, hot water | High temperature | 6. Firing /Sintering |  | 0% | 0% | 0% | 0% | 0% | 0% | 0% | 0% | 0% | 0% |  | Electric boiler, 10 kV, hot water | High temperature | 6. Firing /Sintering |  | 0% | 0% | 0% | 0% | 0% | 0% | 0% | 0% | 0% | 0%
| Total efficiency, net (%), annual average | 99 | 99 | 99 | 99 | 98 | 99 | 98 | 99 |  | 1,2 |  | 3: 7. Melting /Casting |  |  |  | 7. Melting /Casting
| Auxiliary electricity consumption (% of heat gen) | 0.5 | 0.5 | 0.5 | 0.5 | 0.1 | 0.5 | 0.1 | 0.5 |  | 1,2 |  | 3: 9. Other processes >150C |  |  |  | 9. Other processes >150C
| Forced outage (%) | 1 | 1 | 1 | 1 | 0.5 | 1 | 0.5 | 1 |  | 1,2 |  |  | Medium temperature | 2. Heating/Boiling | x | 0% | 67% | 0% | 57% | 0% | 50% | 0% | 51% | 0% | 41% |  |  | Medium temperature | 2. Heating/Boiling | x | 0% | 16.75% | 0% | 14.25% | 0% | 12.5% | 0% | 12.75% | 0% | 10.25%
| Planned outage (weeks per year) | 0.2 | 0.2 | 0.2 | 0.2 | 0.2 | 0.2 | 0.2 | 0.2 |  | 1 |  | 3: 3. Drying; 4: x |  |  |  | 3. Drying | x
| Technical lifetime (years) | 25 | 25 | 25 | 25 | 20 | 25 | 20 | 25 |  | 2 |  | 3: 4. Dewatering; 4: x |  |  |  | 4. Dewatering | x
| Construction time (years) | 0.5 | 0.5 | 0.5 | 0.5 | 0.5 | 1 | 0.5 | 1 |  | 1 |  | 3: 5. Distillation; 4: x |  |  |  | 5. Distillation | x
| Regulation Ability | [11 empty] | 3: 8.Other processes <150⁰C,; 4: x |  |  |  | 8.Other processes <150⁰C, | x
| Minimum load (% of full load) | 5 | 5 | 5 | 5 | [5 empty] | 1 |  |  | Room heat | 12. spatial heating | x | 100% | 100% | 100% | 100% | 100% | 100% | 100% | 100% | 100% | 100% |  |  | Room heat | 12. spatial heating | x | 100% | 100% | 100% | 100% | 100% | 100% | 100% | 100% | 100% | 100%
| Warm start-up time (hours) | 0.008 | 0.008 | 0.008 | 0.008 | [5 empty] | 1
| Cold start-up time (hours) | 0.08 | 0.08 | 0.08 | 0.08 | [5 empty] | 1
Environment
| SO2 (g per GJ fuel) | Cf. the utilized electricity
PM2.5 (g per GJ fuel)
NOX (g per GJ fuel)
CH4 (g per GJ fuel)
N2O (g per GJ fuel)
Financial data
| Nominal investment (M€ per MW) is the same as k EUR/kW [1000 EUR/kW] | 0.07 | 0.06 | 0.06 | 0.06 |  |  |  |  | B,C | 1,2
| - of which equipment (%) | 85 | 85 | 85 | 85 | [5 empty] | 1
| - of which installation (%) | 15 | 15 | 15 | 15 | [5 empty] | 1
| Fixed O&M (€/MJ/s/year) | 1070 | 1020 | 970 | 920 | [5 empty] | 1
| Variable O&M (€/MWh) | 0.865 | 0.875 | 0.78 | 0.78 | [7 empty] | 1: 0.865
| - of which is electricity costs (€/MWh) | 0.365 | 0.375 | 0.38 | 0.38 |  |  |  |  | D |  |  | 1: 0.365
| - of which is other O&M costs (€/MWh) | 0.5 | 0.5 | 0.4 | 0.4 | [5 empty] | 1 |  | 1: The green should be copied to TIMES:
[13 empty] | YEAR | START | EFF | Input~ELCC | LIFE | INVCOST | FIXOM | VAROM | CAP2ACT | AFA | FEMIS~RESSOx | FEMIS~RESNOx | FEMIS~RESCH4 | FEMIS~RESN2O | FEMIS~RESPM
[18 empty] | Specific investment | Fix OM
| Technology specific data | [10 empty] | Total efficiency, net (%), annual average | [5 empty] | kr/kW | kr/kW/year | kr/GJ | Factor | Factor | g/GJ | g/GJ | g/GJ | g/GJ | g/GJ
| Indirect investments cost (M€ per MW) | 0.035 | 0.03 | 0.03 | 0.03 |  |  |  |  | E |  | 99 | 2020 | 2020 | 0.99 |  | 25 | 521.5 | 7.9715 | 1.7901 |  |  | Cf. the utilized electricity | 0 | 0 | 0 | 0
| Non energy gains (M€ per MW) | - | - | - | - |  |  |  |  | E |  | 99 | 2030 |  | 0.99 |  | 25 | 447 | 7.599 | 1.8108 |  |  | 0 | 0 | 0 | 0 | 0
| Startup cost (€/MW/startup) | - | - | - | - | [6 empty] | 99 | 2040 |  | 0.99 |  | 25 | 447 | 7.2265 | 1.6142 |  |  | 0 | 0 | 0 | 0 | 0
| Carbon capture removal of CO2 emissions (% of emission) | Cf. the utilized electricity | [9 empty] | 99 | 2050 |  | 0.99 |  | 25 | 447 | 6.854 | 1.6142 |  |  | 0 | 0 | 0 | 0 | 0
| Temperature heat source supply (°C) | - | - | - | -
| Temperature heat source return (°C) | - | - | - | -
| Cooling generation capacity for one unit (MW) | - | - | - | -
| Specific investment in dkr/kW C50*$G$4*1000 specific/nominal? investment cost * currency conversion *1000 | 521.5 | 447 | 447 | 447 |  |  | Heat production capacity
| Specific investment in dkr/unit | 260750 | 223500 | 223500 | 223500 |  |  | 500 | kW
| FIX O&M dkr/kW/year C55*$G$4/1000 fixed OM * currency conversion | 7.9715 | 7.599 | 7.2265 | 6.854 |  |  | Check against the range for the "Heat production capacity for one unit (kW)" in the first row in the datasheet
| Variable O&M in dkr/GJ C56*$G$4/3,6 Variable OM * currency conversion | 1.7901 | 1.8108 | 1.6142 | 1.6142
| B | 1 %-point higher for hot water boiler, due to assumed lower flue gas temperature
| C | Will be reduced if carbon capture in installed
| D | 20 %-point lower for hot water boiler
| E | The cost of auxiliary electricity consumption is calculated using the following electricity prices in €/MWh: 2020: 73, 2030: 75, 2040: 76, 2050: 76. Includes transport tarif
| F | Not relevant to this technology

## Direct electric heating
Direct firing. Electricity
|  |  |  | Currency | 7.45 | kr/€
diret firing new 1
[13 empty] | 1 | 2 | 3 | 4 | 5 | 6 | 7 | 8 | 9 | 10 | 11 | 12 | 13 | 14 | 15 | 16
| Technology | Direct Firing, Electricity | [10 empty] | 1: Full application potential; 4: "x,n" indicate which end-use, n ref. to note"; 5: 1.Food, beverages and tobacco; 7: 2.Commodity production; 9: 3.Cement and non-metallic mineral (+Extraction of gravel and stone); 11: 4.Chemical industry; 13: 5.Metals, machinery and electronics; 15: Others | Current application potential |  |  | "x,n" indicate which end-use, n ref. to note" | 1.Food, beverages and tobacco |  | 2.Commodity production |  | 3.Cement and non-metallic mineral (+Extraction of gravel and stone) |  | 4.Chemical industry |  | 5.Metals, machinery and electronics
| Energy/technical data | 2020 | 2030 | 2040 | 2050 | Uncertainty (2030) |  | Uncertainty (2050) |  | Note | Ref |  | 1: Technology | Technology
[6 empty] | Lower | Upper | Lower | Upper |  |  |  | 2: Energy services; 3: End-use |  | Energy services | End-use
| Heat generation capacity for one unit (MW) multiply by 1000 to get kW [kW] | 5000 | 5000 | 5000 | 5000 | 1000 | 10000 | 1000 | 10000 |  | 4 | [5 empty] | Direct % | Indirect % | Direct % | Indirect % | Direct % | Indirect % | Direct % | Indirect % | Direct % | Indirect % | Direct % | Indirect % |  |  |  |  | Direct % | Indirect % | Direct % | Indirect % | Direct % | Indirect % | Direct % | Indirect % | Direct % | Indirect %
| Total efficiency, net (%), nominel load | 100 | 100 | 100 | 100 | 100 | 100 | 100 | 100 | A | 2 |  | Direct Firing, Electricity | High temperature | 6. Firing /Sintering |  | 100% | 0% | 100% | 0% | 0% | 0% | 20% | 0% | 5% | 0% | 5% | 0% | Direct Firing, Electricity | High temperature | 6. Firing /Sintering |  | 50% | 0% | 50% | 0% | 0% | 0% | 20% | 0% | 0% | 0%
| Total efficiency, net (%), annual average | 100 | 100 | 100 | 100 | 100 | 100 | 100 | 100 | A | 2 |  | 3: 7. Melting /Casting |  |  | 7. Melting /Casting
| Auxiliary electricity consumption (% of heat gen) | 0.25 | 0.25 | 0.25 | 0.25 | 0.1 | 1 | 0.1 | 1 | B | 6, 7 |  | 3: 9. Other processes >150C |  |  | 9. Other processes >150C
| Forced outage (%) | 0 | 0 | 0 | 0 | 0 | 0.5 | 0 | 0.5 | F | 4 |  |  | Medium temperature | 2. Heating/Boiling | x | 100% | 0% | 100% | 0% | 50% | 0% | 100% | 0% | 0% | 0% | 0% | 0% |  | Medium temperature | 2. Heating/Boiling | x | 50% | 0% | 50% | 0% | 25% | 0% | 40% | 0% | 0% | 0%
| Planned outage (weeks per year) | 0 | 0 | 0 | 0 | 0 | 1 | 0 | 1 | F | 4 |  | 3: 3. Drying; 4: x |  |  | 3. Drying | x
| Technical lifetime (years) | 12.5 | 12.5 | 12.5 | 12.5 | 10 | 15 | 10 | 15 |  | 4 |  | 3: 4. Dewatering; 4: x |  |  | 4. Dewatering | x
| Construction time (years) | 0.04 | 0.04 | 0.04 | 0.04 | 0.02 | 0.06 | 0.02 | 0.06 |  | 5 |  | 3: 5. Distillation; 4: x |  |  | 5. Distillation | x
| Regulation Ability | [11 empty] | 3: 8.Other processes <150⁰C,; 4: x |  |  | 8.Other processes <150⁰C, | x
| Minimum load (% of full load) | 15 | 15 | 15 | 15 |  |  |  |  | C | 4 |  |  | Room heat | 12. spatial heating | x | 0% | 0% | 0% | 0% | 0% | 0% | 0% | 0% | 0% | 0% | 0% | 0% |  | Room heat | 12. spatial heating | x | 0% | 0% | 0% | 0% | 0% | 0% | 0% | 0% | 0% | 0%
| Warm start-up time (hours) | 0.01 | 0.01 | 0.01 | 0.01 | [5 empty] | 5
| Cold start-up time (hours) | 0.01 | 0.01 | 0.01 | 0.01 | [5 empty] | 5
Environment
| SO2 (g per GJ fuel) | Cf. the utilized electricity
PM2.5 (g per GJ fuel)
NOX (g per GJ fuel)
CH4 (g per GJ fuel)
N2O (g per GJ fuel)
Financial data
| Nominal investment (M€ per MW) is the same as k EUR/kW [1000 EUR/kW] | 0.06 | 0.06 | 0.06 | 0.06 |  |  |  |  | E | 4, 5
| - of which equipment (%) | 66.6667 | 66.6667 | 66.6667 | 66.6667 | [5 empty] | 5
| - of which installation (%) | 33.3333 | 33.3333 | 33.3333 | 33.3333 | [5 empty] | 5
| Fixed O&M (€/MJ/s/year) divide by 1000 to get EUR/kW/year [EUR/kW/year] | 0 | 0 | 0 | 0 |  |  |  |  | F | 4
| Variable O&M (€/MWh) divide by 3,6 to get EUR/GJ [EUR/GJ] | 0.050694 | 0.052083 | 0.052778 | 0.052778 | [5 empty] | 2, 5 |  | 1: 0.050694
| - of which is electricity costs (€/MWh) | 0.1825 | 0.1875 | 0.19 | 0.19 |  |  |  |  | D | 5 |  | 1: 0.1825
| - of which is other O&M costs (€/MWh) | 0 | 0 | 0 | 0 |  |  |  |  | F | 4 |  | 1: The green should be copied to TIMES:
[13 empty] | YEAR | START | EFF | Input~ELCC | LIFE | INVCOST | FIXOM | VAROM | CAP2ACT | AFA | FEMIS~RESSOx | FEMIS~RESNOx | FEMIS~RESCH4 | FEMIS~RESN2O | FEMIS~RESPM
[18 empty] | Specific investment | Fix OM
| Technology specific data | [10 empty] | Total efficiency, net (%), annual average | [5 empty] | kr/kW | kr/kW/year | kr/GJ | Factor | Factor | g/GJ | g/GJ | g/GJ | g/GJ | g/GJ
| Indirect investments cost (M€ per MW) | - | - | - | - |  |  |  |  | G |  | 100 | 2020 | 2020 | 1 |  | 12.5 | 447 | 0 | 0.37767 |  |  | Cf. the utilized electricity | 0 | 0 | 0 | 0
| Non energy gains (M€ per MW) | - | - | - | - | [6 empty] | 100 | 2030 |  | 1 |  | 12.5 | 447 | 0 | 0.38802 |  |  | 0 | 0 | 0 | 0 | 0
| Startup cost (€/MW/startup) | - | - | - | - | [6 empty] | 100 | 2040 |  | 1 |  | 12.5 | 447 | 0 | 0.39319 |  |  | 0 | 0 | 0 | 0 | 0
| Carbon capture removal of CO2 emissions (% of emission) | Cf. the utilized electricity | [9 empty] | 100 | 2050 |  | 1 |  | 12.5 | 447 | 0 | 0.39319 |  |  | 0 | 0 | 0 | 0 | 0
| Temperature heat source supply (°C) | - | - | - | -
| Temperature heat source return (°C) | - | - | - | -
| Cooling generation capacity for one unit (MW) | - | - | - | -
| Specific investment in dkr/kW C50*$G$4*1000 specific/nominal? investment cost * currency conversion *1000 | 447 | 447 | 447 | 447 |  |  | Heat production capacity
| Specific investment in dkr/unit | 223500 | 223500 | 223500 | 223500 |  |  | 500 | kW
| FIX O&M dkr/kW/year C55*$G$4 fixed OM * currency conversion | 0 | 0 | 0 | 0 |  |  | Check against the range for the "Heat production capacity for one unit (kW)" in the first row in the datasheet
| Variable O&M in dkr/GJ C56*$G$4 Variable OM * currency conversion | 0.37767 | 0.38802 | 0.39319 | 0.39319
References
| 1 | Danish Energy Agency, Technology Data Generation of Electricity and District Heating, August 2016 - Updated November 2019
| 2 | Viegand Maagøe, Direct Firing, 2018
| 3 | Danish Energy Agency, Forudsætninger for samfundsøkonomiske analyser på energiområdet, 2016
| 4 | SAN Electro Heat A/S , Correspondance 2019
| 5 | Viegand Maagøe assessment, 2019
| 6 | Eclipse, Eclipse AirHeat Burners Datasheet 115-11, 30/9/2010
| 7 | Eclipse, Eclipse RatioAir Burners Datasheet 135, 21/10/2010
Notes
| A | Transformer electricity losses are not included, and the efficiency will thus be 100%.
| B | Auxilliary consumption based on gas burner as the fan power is comparable. Any pretreatment (grinding, etc.) of the fuel is not included.
| C | The regulation is dependant on the flow conditions and the subsequent surface temperature, the chosen value is an average.
| D | The cost of auxiliary electricity consumption is calculated using the following electricity prices in €/MWh: 2020: 73, 2030: 75, 2040: 76, 2050: 76. Includes transport tarif
| E | Unit price from San Electro Heat, installed price assessed by Viegand Maagøe. The assessment is an experience based guess as no concrete data was retrieved.
| F | Units are composed of multiple heating elements, each unit is installed with backup elements that can be enabled if some of the elements fail, resulting in minimal downtime and O&M during the lifetime of the equipment.
| G | The indirect costs will be too strong a function of the process to put into a single value across all industries.
| B | 1 %-point higher for hot water boiler, due to assumed lower flue gas temperature
| C | Will be reduced if carbon capture in installed
| D | 20 %-point lower for hot water boiler
| E | The cost of auxiliary electricity consumption is calculated using the following electricity prices in €/MWh: 2020: 73, 2030: 75, 2040: 76, 2050: 76. Includes transport tarif
| F | Not relevant to this technology

## DH substation
3. District heating substation
Technology | District heating substation
One-family house, existing and new building
| 2015 | 2020 | 2030 | 2050 | Note | Ref
Energy/technical data
Heat production capacity for one unit (kW) | 10 | 10 | 10 | 10 | H
Expected share of space heating demand covered by unit (%) | 100 | 100 | 100 | 100
Expected share of hot tap water demand covered by unit (%) | 100 | 100 | 100 | 100
Total efficiency, annual average, net (%) | 98 | 98 | 98 | 98 | B
Technical lifetime (years) | 20 | 20 | 20 | 20
Environment
SO2 (g per GJ fuel) | 0 | 0 | 0 | 0
NOX (g per GJ fuel) | 0 | 0 | 0 | 0
CH4 (g per GJ fuel) | 0 | 0 | 0 | 0
N2O (g per GJ fuel) | 0 | 0 | 0 | 0
Particles (g per GJ fuel) | 0 | 0 | 0 | 0
Financial data
Specific investment (1000€/kW)
Specific investment (1000€/unit) | 1.5-3.5 | 1.5-3.5 | 1.5-3.5 | 1.5-3.5 | C | 2, 3, 4
- hereof equipment (%) | 20-25 | 20-25 | 20-25 | 20-25
- hereof installation (%) | 75-80 | 75-80 | 75-80 | 75-80
Possible additional specific investment (1000€/unit) | 3 | 3 | 3 | 3 | D
Fixed O&M (€/unit/year) | 150 | 150 | 150 | 150 | F | 7
Variable O&M (€/GJ)
Technology | District heating substation
Apartment complex, existing and new building
| 2015 | 2020 | 2030 | 2050 | Note | Ref
Energy/technical data
Heat production capacity for one unit (kW) | 250 | 250 | 250 | 250 | A
Expected share of space heating demand covered by unit (%) | 100 | 100 | 100 | 100
Expected share of hot tap water demand covered by unit (%) | 100 | 100 | 100 | 100
Total efficiency, annual average, net (%) | 100 | 100 | 100 | 100 | B
Technical lifetime (years) | 20 | 20 | 20 | 20
Environment
SO2 (g per GJ fuel) | 0 | 0 | 0 | 0
NOX (g per GJ fuel) | 0 | 0 | 0 | 0
CH4 (g per GJ fuel) | 0 | 0 | 0 | 0
N2O (g per GJ fuel) | 0 | 0 | 0 | 0
Particles (g per GJ fuel) | 0 | 0 | 0 | 0
Financial data
Specific investment (1000€/kW) | 0.07 | 0.07 | 0.07 | 0.07 | G | 2, 4
Specific investment (1000€/unit)
- hereof equipment (%) | 70 | 70 | 70 | 70
- hereof installation (%) | 30 | 30 | 30 | 30
Possible additional specific investment (1000€/unit) | 4 | 4 | 4 | 4 | D
Fixed O&M (€/unit/year) | 1250 | 1250 | 1250 | 1250 |  | 7
Variable O&M (€/GJ)
DAYNITE

## DH network
17. District heating network
Technology | Conventional DH network - existing building area | [5 empty] | From SubRes_ELC_DH-Pipes
| 2015 | 2020 | 2030 | 2050 | Note | Ref
Energy/technical data | [6 empty] | Fixed O&M Cost (EUR/TJ/year) | Fixed O&M Cost (MDKK/MW)
Heat density an consumer (TJ/km2 land area) | 120 | 120 | 120 | 120 | A | 1 | 250 | 0.058736
Net loss (%) | 15 | 15 | 15 | 15 | B | 1
Heat density ab plant (TJ/km2 land area) | 141 | 141 | 141 | 141 | A | 1
Pump energy (MWh/TJ/year) | 0.2-4 | 0.2-4 | 0.2-4 | 0.2-4 |  | 2
Technical lifetime (years) | 30-50 | 30-50 | 30-50 | 30-50 |  | 3
Financial data
Investment costs (1,000 € per TJ) | 18-22 | 18-22 | 18-22 | 18-22 | C | 1
Fixed O&M (€/TJ/year) | 250 | 250 | 250 | 250 |  | 4
Technology | Low-temperature DH network - existing building area
| 2015 | 2020 | 2030 | 2050 | Note | Ref
Energy/technical data
Heat density an consumer (TJ/km2 land area) | 45-50 | 45-50 | 45-50 | 45-50 | A | 1
Net loss (%) | 13-16 | 13-16 | 13-16 | 13-16 | B | 1, 2
Heat density ab plant (TJ/km2 land area) | 54-56 | 54-56 | 54-56 | 54-56 | A | 1
Pump energy (MWh/TJ/year) | 1-4 | 1-4 | 1-4 | 1-4 | C | 1, 2
Technical lifetime (years) | 30-50 | 30-50 | 30-50 | 30-50 |  | 3
Financial data
Investment costs (1,000 € per TJ) | 135-155 | 135-155 | 135-155 | 135-155 | E | 1
Fixed O&M (€/TJ/year) | 1000-1200 | 1000-1200 | 1000-1200 | 1000-1200 |  | 4
Technology | Conventional DH network - new building area
| 2015 | 2020 | 2030 | 2050 | Note | Ref
Energy/technical data
Heat density an consumer (TJ/km2 land area) | 20-48 | 20-48 | 20-48 | 20-48 | A | 1, 2
Net loss (%) | 27-37 | 27-37 | 27-37 | 27-37 | B | 1, 2
Heat density ab plant (TJ/km2 land area) | 28-72 | 28-72 | 28-72 | 28-72 | A | 1, 2
Pump energy (MWh/TJ/year) | 0.5-2 | 0.5-2 | 0.5-2 | 0.5-2 | C | 1, 2
Technical lifetime (years) | 30-50 | 30-50 | 30-50 | 30-50 |  | 3
Financial data
Investment costs (1,000 € per TJ) | 100-160 | 100-160 | 100-160 | 100-160 | E | 1, 2
Fixed O&M (€/TJ/year) | 800-1,350 | 800-1,350 | 800-1,350 | 800-1,350 |  | 4
Technology | Low-temperature DH network - new building area
| 2015 | 2020 | 2030 | 2050 | Note | Ref
Energy/technical data
Heat density an consumer (TJ/km2 land area) | 20-48 | 20-48 | 20-48 | 20-48 | A | 1, 2
Net loss (%) | 15-17 | 15-17 | 15-17 | 15-17 | B | 1, 2
Heat density ab plant (TJ/km2 land area) | 25-56 | 25-56 | 25-56 | 25-56 | A | 1, 2
Pump energy (MWh/TJ/year) | 0.5-2 | 0.5-2 | 0.5-2 | 0.5-2 | C | 1
Technical lifetime (years) | 30-50 | 30-50 | 30-50 | 30-50 |  | 3
Financial data
Investment costs (1,000 € per TJ) | 120-200 | 120-200 | 120-200 | 120-200 | E | 1, 2
Fixed O&M (€/TJ/year) | 1000-1550 | 1000-1550 | 1000-1550 | 1000-1550 |  | 4
Note on L9: Stefan Petrovic: Danish Technology Catalogue

## Electrical grid
18. Electrical grid
Technology | Electrical grid
| 2015 | 2020 | 2030 | 2050 | Note | Ref
Energy/technical data
Typical voltage level, transmission (kV) | 132-400 | 132-400 | 132-400 | 132-400
Typical voltage level, distribution (kV) | 0,4-60 | 0,4-60 | 0,4-60 | 0,4-60
Typical capacity, transmission (MW) | 100-2,000 | 100-2,000 | 100-2,000 | 100-2,000
Typical capacity, distribution (MW) | 50-100 | 50-100 | 50-100 | 50-100
Total network loss, transmission and distribution (%) | 7 | 7 | 6 | 6 | B
Technical lifetime (years) | 40-50 | 40-50 | 40-50 | 40-50
Construction time (years) | 1-5 | 1-5 | 1-5 | 1-5
Financial data
Investment costs (€/kW) | 110-220 | 110-220 | 110-220 | 110-220 | A | 1
Fixed O&M (€/MW/year) | NA | NA | NA | NA

## Solar heating
11. Solar heating system
|  |  | Currency | 7.45 | kr/€
Technology | Solar heating system | [5 empty] | Solar heating system
| One-family house, existing building | [5 empty] | One-family house, existing building
| 2015 | 2020 | 2030 | 2050 | Note | Ref | The green should be copied to TIMES:
Energy/technical data | [6 empty] | YEAR | START | EFF | Input~ELCC | LIFE | INVCOST | FIXOM | VAROM | CAP2ACT | AFA | FEMIS~RESSOx | FEMIS~RESNOx | FEMIS~RESCH4 | FEMIS~RESN2O | FEMIS~RESPM
Typical size per unit (m2) | 6 | 6 | 6 | 6 | A | 1
Typical size per unit (kW) | 4.2 | 4.2 | 4.2 | 4.2 | A | [6 empty] | kr/kW | kr/kW/year | kr/GJ | Factor | Factor | g/GJ | g/GJ | g/GJ | g/GJ | g/GJ
Expected share of space heating demand covered by unit (%) | 10 | 10 | 12 | 12 | B | 2, 6 | 2015 | 2015 | 1 |  | 20 | 6705 | 123.1911 | 0
Expected share of hot tap water demand covered by unit (%) | 65 | 65 | 70 | 70 | B |  | 2020 |  | 1 |  | 25 | 6332.5 | 120.9293 | 0
Total efficiency, annual average, net (%) | 100 | 100 | 100 | 100 |  |  | 2030 |  | 1 |  | 30 | 5960 | 122.01 | 0
Technical lifetime (years) | 20 | 25 | 30 | 30 | C | 1 | 2050 |  | 1 |  | 30 | 4470 | 112.1319 | 0
Environment
SO2 (g per GJ fuel) | 0 | 0 | 0 | 0 | G
NOX (g per GJ fuel) | 0 | 0 | 0 | 0
CH4 (g per GJ fuel) | 0 | 0 | 0 | 0
N2O (g per GJ fuel) | 0 | 0 | 0 | 0
Particles (g per GJ fuel) | 0 | 0 | 0 | 0
Financial data
Specific investment (1000€/m2) | 0.9 | 0.85 | 0.8 | 0.6 | D | 1, 8, 9, 10
Specific investment (1000€/unit) | 4.0268 | 3.6242 | 3.3557 | 2.6846 |  | 1, 8, 9, 10
- hereof equipment (%) | 65 | 65 | 65 | 65 |  | 9, 1
- hereof installation (%) | 35 | 35 | 35 | 35 |  | 8
Possible additional specific investment (1000€/unit) | 0 | 0 | 0 | 0
Fixed O&M (€/unit/year) | 69.45 | 68.1749 | 68.7841 | 63.2153 | E |  | kWh | GJ
Variable O&M (€/unit/year) | 0 | 0 | 0 | 0 | F |  | 4 | 1.1111
Specific investment in dkr/kW | 6705 | 6332.5 | 5960 | 4470 | Heat production capacity
Specific investment in dkr/unit | 30000 | 27000 | 25000 | 20000 | 4.2 | kW
FIX O&M dkr/kW/year | 123.1911 | 120.9293 | 122.01 | 112.1319 | Boiler size, Check against the range for the "Heat production capacity for one unit (kW)" in the first row in the datasheet
Variable O&M in dkr/GJ | 0 | 0 | 0 | 0 | if it is assumed that the energyconsumtion for hotwater is 4000kWh/year(=14,4 GJ/year) for an average 6 hosehold and 65% of the heating is delivered from the solarcollectors
Technology | Solar heating system | [5 empty] | Solar heating system
| Apartment complex, existing building | [5 empty] | Apartment complex, existing building
| 2015 | 2020 | 2030 | 2050 | Note | Ref | The green should be copied to TIMES:
Energy/technical data | [6 empty] | YEAR | START | EFF | Input~ELCC | LIFE | INVCOST | FIXOM | VAROM | CAP2ACT | AFA | FEMIS~RESSOx | FEMIS~RESNOx | FEMIS~RESCH4 | FEMIS~RESN2O | FEMIS~RESPM
Typical size per unit (m2) | 200 | 200 | 200 | 200 | A
Typical size per unit (kW) | 140 | 140 | 140 | 140 | A | [6 empty] | kr/kW | kr/kW/year | kr/GJ | Factor | Factor | g/GJ | g/GJ | g/GJ | g/GJ | g/GJ
Expected share of space heating demand covered by unit (%) | 10 | 10 | 12 | 12 | B |  | 2015 | 2015 | 1 |  | 20 | 4571.4286 | 20.7004 | 0
Expected share of hot tap water demand covered by unit (%) | 65 | 65 | 70 | 70 | B |  | 2020 |  | 1 |  | 25 | 4285.7143 | 20.6604 | 0
Total efficiency, annual average, net (%) | 100 | 100 | 100 | 100 |  |  | 2030 |  | 1 |  | 30 | 3928.5714 | 23.2812 | 0
Technical lifetime (years) | 20 | 25 | 30 | 30 | C |  | 2050 |  | 1 |  | 30 | 3571.4286 | 21.4986 | 0
Environment
SO2 (g per GJ fuel) | 0 | 0 | 0 | 0 | G
NOX (g per GJ fuel) | 0 | 0 | 0 | 0
CH4 (g per GJ fuel) | 0 | 0 | 0 | 0
N2O (g per GJ fuel) | 0 | 0 | 0 | 0 |  |  | 95 | kWh/m2 | Demand only for space heating |  |  |  |  | 95 | kWh/m2 | Demand only for space heating
Particles (g per GJ fuel) | 0 | 0 | 0 | 0 |  |  | 10% | Share of space heating covered by solar heating | [5 empty] | 12% | Share of space heating covered by solar heating
Financial data | [6 empty] | 25 | kWh/m2 | Demand only for DHW |  |  |  |  | 25 | kWh/m2 | Demand only for DHW
Specific investment (1000€/m2) | 0.5 | 0.5 | 0.5 | 0.5 | D |  | 65% | Share of DHW covered by solar heating | [5 empty] | 70% | Share of DHW covered by solar heating
Specific investment (1000€/unit) | 85.906 | 80.5369 | 73.8255 | 67.1141 |  |  | 25.75 | kWh/m2 | Demand for space heating and DHW |  |  |  |  | 28.9 | kWh/m2 | Demand for space heating and DHW
- hereof equipment (%) | 65 | 65 | 65 | 65 |  | 9, 1 | 1500 | m2 | Assumed area of a industry building |  |  |  |  | 1500 | m2 | Assumed area of a industry building
- hereof installation (%) | 35 | 35 | 35 | 35 |  | 8 | 38625 | kWh | Demand for space heating and DHW |  |  |  |  | 43350 | kWh | Demand for space heating and DHW
Possible additional specific investment (1000€/unit) | 0 | 0 | 0 | 0 |  |  | 139.05 | GJ | Demand for space heating and DHW |  |  |  |  | 156.06 | GJ | Demand for space heating and DHW
Fixed O&M (€/unit/year) | 389 | 388.2498 | 437.5 | 404 | E
Variable O&M (€/unit/year) | 0 | 0 | 0 | 0 | F
Specific investment in dkr/kW | 4571.4286 | 4285.7143 | 3928.5714 | 3571.4286 | Heat production capacity
Specific investment in dkr/unit | 640000 | 600000 | 550000 | 500000 | 140 | kW
FIX O&M dkr/kW/year | 20.7004 | 20.6604 | 23.2812 | 21.4986 | Boiler size, Check against the range for the "Heat production capacity for one unit (kW)" in the first row in the datasheet
Variable O&M in dkr/GJ | 0 | 0 | 0 | 0 | if it is assumed for a household in a detached building that the energyconsumtion for hotwater is 4000kWh/year(=14,4 GJ/year) for an average 6 hosehold and 65% of the heating is delivered from the solarcollectors. And it is assumed that heat production from solar collectors on the multi storey building can be calculated from the relation between the installed capacity: 140kW/4,2 kW * 14,4 GJ/year =
Technology | Solar heating system | [5 empty] | Solar heating system
| One-family house, new building | [5 empty] | One-family house, new building
| 2015 | 2020 | 2030 | 2050 | Note | Ref | The green should be copied to TIMES:
Energy/technical data | [6 empty] | YEAR | START | EFF | Input~ELCC | LIFE | INVCOST | FIXOM | VAROM | CAP2ACT | AFA | FEMIS~RESSOx | FEMIS~RESNOx | FEMIS~RESCH4 | FEMIS~RESN2O | FEMIS~RESPM
Typical size per unit (m2) | 6 | 6 | 6 | 6 | A | 1
Typical size per unit (kW) | 4.2 | 4.2 | 4.2 | 4.2 | A | [6 empty] | kr/kW | kr/kW/year | kr/GJ | Factor | Factor | g/GJ | g/GJ | g/GJ | g/GJ | g/GJ
Expected share of space heating demand covered by unit (%) | 40 | 40 | 50 | 60 | B | 2, 6 | 2015 | 2015 | 1 |  | 20 | 5066 | 517.4025 | 0
Expected share of hot tap water demand covered by unit (%) | 65 | 65 | 70 | 70 |  |  | 2020 |  | 1 |  | 25 | 4768 | 507.9032 | 0
Total efficiency, annual average, net (%) | 100 | 100 | 100 | 100 |  |  | 2030 |  | 1 |  | 30 | 4470 | 512.4418 | 0
Technical lifetime (years) | 20 | 25 | 30 | 30 | C | 1 | 2050 |  | 1 |  | 30 | 3352.5 | 470.9541 | 0
Environment
SO2 (g per GJ fuel) | 0 | 0 | 0 | 0 | G
NOX (g per GJ fuel) | 0 | 0 | 0 | 0
CH4 (g per GJ fuel) | 0 | 0 | 0 | 0
N2O (g per GJ fuel) | 0 | 0 | 0 | 0
Particles (g per GJ fuel) | 0 | 0 | 0 | 0
Financial data
Specific investment (1000€/m2) | 0.68 | 0.64 | 0.6 | 0.45 | D | 1, 8, 9, 10
Specific investment (1000€/unit) | 2.6846 | 2.4161 | 2.1477 | 1.8792 |  | 1, 8, 9, 10
- hereof equipment (%) | 65 | 65 | 65 | 65 |  | 9, 1
- hereof installation (%) | 35 | 35 | 35 | 35 |  | 8
Possible additional specific investment (1000€/unit) | 0 | 0 | 0 | 0
Fixed O&M (€/unit/year) | 69.45 | 68.1749 | 68.7841 | 63.2153 | E
Variable O&M (€/unit/year) | 0 | 0 | 0 | 0 | F
Specific investment in dkr/kW | 5066 | 4768 | 4470 | 3352.5 | Heat production capacity
Specific investment in dkr/unit | 20000 | 18000 | 16000 | 14000 | 4.2 | kW
FIX O&M dkr/kW/year | 517.4025 | 507.9032 | 512.4418 | 470.9541 | Boiler size, Check against the range for the "Heat production capacity for one unit (kW)" in the first row in the datasheet
Variable O&M in dkr/GJ | 0 | 0 | 0 | 0 | if it is assumed that the energyconsumtion for hotwater is 4000kWh/year(=14,4 GJ/year) for an average 6 hosehold and 65% of the heating is delivered from the solarcollectors
Technology | Solar heating system | [5 empty] | Solar heating system
| Apartment complex, new building | [5 empty] | Apartment complex, new building
| 2015 | 2020 | 2030 | 2050 | Note | Ref | The green should be copied to TIMES:
Energy/technical data | [6 empty] | YEAR | START | EFF | Input~ELCC | LIFE | INVCOST | FIXOM | VAROM | CAP2ACT | AFA | FEMIS~RESSOx | FEMIS~RESNOx | FEMIS~RESCH4 | FEMIS~RESN2O | FEMIS~RESPM
Typical size per unit (m2) | 200 | 200 | 200 | 200 | A
Typical size per unit (kW) | 140 | 140 | 140 | 140 | A | [6 empty] | kr/kW | kr/kW/year | kr/GJ | Factor | Factor | g/GJ | g/GJ | g/GJ | g/GJ | g/GJ
Expected share of space heating demand covered by unit (%) | 40 | 40 | 50 | 60 | B |  | 2015 | 2015 | 1 |  | 20 | 2831 | 20.7004 | 0
Expected share of hot tap water demand covered by unit (%) | 65 | 65 | 70 | 70 | B |  | 2020 |  | 1 |  | 25 | 2831 | 20.6604 | 0
Total efficiency, annual average, net (%) | 100 | 100 | 100 | 100 |  |  | 2030 |  | 1 |  | 30 | 2831 | 23.2812 | 0
Technical lifetime (years) | 20 | 25 | 30 | 30 | C |  | 2050 |  | 1 |  | 30 | 2831 | 21.4986 | 0
Environment
SO2 (g per GJ fuel) | 0 | 0 | 0 | 0 | G
NOX (g per GJ fuel) | 0 | 0 | 0 | 0
CH4 (g per GJ fuel) | 0 | 0 | 0 | 0
N2O (g per GJ fuel) | 0 | 0 | 0 | 0
Particles (g per GJ fuel) | 0 | 0 | 0 | 0
Financial data
Specific investment (1000€/kW) | 0.38 | 0.38 | 0.38 | 0.38 | D
Specific investment (1000€/unit) | 80.5369 | 73.8255 | 67.1141 | 60.4027
- hereof equipment (%) | 65 | 65 | 65 | 65 |  | 9, 1
- hereof installation (%) | 35 | 35 | 35 | 35 |  | 8
Possible additional specific investment (1000€/unit) | 0 | 0 | 0 | 0
Fixed O&M (€/unit/year) | 389 | 388.2498 | 437.5 | 404 | E
Variable O&M (€/unit/year) | 0 | 0 | 0 | 0 | F
Specific investment in dkr/kW | 2831 | 2831 | 2831 | 2831 | Heat production capacity
Specific investment in dkr/unit | 25714.2857 | 23571.4286 | 21428.5714 | 19285.7143 | 140 | kW
FIX O&M dkr/kW/year | 20.7004 | 20.6604 | 23.2812 | 21.4986 | Boiler size, Check against the range for the "Heat production capacity for one unit (kW)" in the first row in the datasheet
Variable O&M in dkr/GJ | 0 | 0 | 0 | 0 | if it is assumed for a household in a detached building that the energyconsumtion for hotwater is 4000kWh/year(=14,4 GJ/year) for an average 6 hosehold and 65% of the heating is delivered from the solarcollectors. And it is assumed that heat production from solar collectors on the multi storey building can be calculated from the relation between the installed capacity: 140kW/4,2 kW * 14,4 GJ/year =
The assumption is that solar heating covers 10 % of space heating demand and 65 % of domestic hot water (DHW) demand. .The demands for space heating and DHW are assumed to be 95 and 25 , respectively. The single-family house is assumed to have an area of 140 m2.
The source for these assumptions is Technology Data for Energy Plants Individual Heating Plants and Energy Transport" maintained by the Danish Energy Agency.
The assumption is that solar heating covers 10 % of space heating demand and 65 % of domestic hot water (DHW) demand. .The demands for space heating and DHW are assumed to be 95 and 25 𝑘𝑊ℎ/𝑚2, respectively. The single-family house is assumed to have an area of 140 m2.
The source for these assumptions is Technology Data for Energy Plants Individual Heating Plants and Energy Transport" maintained by the Danish Energy Agency.
The values in red (specific investments, Fix O&M and variable O&M) are calculated and linked to table J12:P15:
1000
VAR,
where the used symbols have the following meaning:
- investment costs
- conersion factor from to DKK
- assumed heat production capacity
- Fixed O&M costs
-Production of space heating and DHW
The values in red (specific investments, Fix O&M and variable O&M) are calculated and linked to table J12:P15:
𝐼_𝑐 [𝐷𝐾𝐾/𝑢𝑛𝑖𝑡]=𝐼_𝑐 [(1000 €)/𝑢𝑛𝑖𝑡]∙𝑘_𝑐𝑜𝑛𝑣∙1000
𝐼_𝑐 [𝐷𝐾𝐾/𝑘𝑊]=(𝐼_𝑐 [𝐷𝐾𝐾/𝑢𝑛𝑖𝑡])/(𝐻_𝑐 [𝑘𝑊/𝑢𝑛𝑖𝑡] )
𝐹𝐼𝑋𝑂𝑀[𝐷𝐾𝐾/(𝑘𝑊∙𝑦𝑒𝑎𝑟)]=𝐹𝐼𝑋𝑂𝑀[(1000 €)/(𝑘𝑊∙𝑦𝑒𝑎𝑟)]∙𝑘_𝑐𝑜𝑛𝑣∙"1000"
VAR𝑂𝑀[𝐷𝐾𝐾/(𝑘𝑊∙𝑦𝑒𝑎𝑟)]=(𝐹𝐼𝑋𝑂𝑀[(1000 €)/(𝑘𝑊∙𝑦𝑒𝑎𝑟)]∙𝑘_𝑐𝑜𝑛𝑣)/𝐻_𝑝𝑟𝑜𝑑 ,
where the used symbols have the following meaning:
𝐼_𝑐 - investment costs
𝑘_𝑐𝑜𝑛𝑣 - conersion factor from € to DKK
𝐻_𝑐 - assumed heat production capacity
𝐹𝐼𝑋𝑂𝑀 - Fixed O&M costs
𝐻_𝑝𝑟𝑜𝑑 -Production of space heating and DHW
The assumed boiler size is checked against the range for the "Heat production capacity for one unit (kW)" in the first row in the datasheet

## Oil-fired boiler
1. Oil-fired boiler
|  |  | Currency |  | 7.45 | kr/€
Technology | Oil burner (mineral oil fired, <10 % FAME) | [5 empty] | Oil burner (mineral oil fired, <10 % FAME)
| One-family house, existing building | [5 empty] | One-family house, existing building
| 2015 | 2020 | 2030 | 2050 | Note | Ref | The green should be copied to TIMES:
Energy/technical data | [6 empty] | YEAR | START | EFF | Input~ELCC | LIFE | INVCOST | FIXOM | VAROM | CAP2ACT | AFA | FEMIS~RESSOx | FEMIS~RESNOx | FEMIS~RESCH4 | FEMIS~RESN2O | FEMIS~RESPM
Heat production capacity for one unit (kW) | 15-30 | 15-30 | 15-30 | 15-30 | A
Expected share of space heating demand covered by unit (%) | 100 | 100 | 100 | 100 | [7 empty] | kr/kW | kr/kW/year | kr/GJ | Factor | Factor | g/GJ | g/GJ | g/GJ | g/GJ | g/GJ
Expected share of hot tap water demand covered by unit (%) | 100 | 100 | 100 | 100 |  |  | 2015 | 2015 | 1 |  | 20 | 2235 | 91.4318 | 0 |  |  | 0.5 | 30 | 0 | 0 | 0.03
Total efficiency, annual average, net (%) | 100 | 100 | 100 | 100 |  | 1, 2, 3, 4 | 2020 |  | 1 |  | 20 | 2235 | 91.4318 | 0 |  |  | 0.5 | 30 | 0 | 0 | 0.03
Technical lifetime (years) | 20 | 20 | 20 | 20 |  | 4 | 2030 |  | 1 |  | 20 | 2235 | 91.4318 | 0 |  |  | 0.5 | 30 | 0 | 0 | 0.03
Environment | [6 empty] | 2050 |  | 1 |  | 20 | 2235 | 91.4318 | 0 |  |  | 0.5 | 30 | 0 | 0 | 0.03
SO2 (g per GJ fuel) | 0.5 | 0.5 | 0.5 | 0.5 | B, E
NOX (g per GJ fuel) | 30 | 30 | 30 | 30 | C
CH4 (g per GJ fuel) | 0 | 0 | 0 | 0
N2O (g per GJ fuel) | 0 | 0 | 0 | 0
Particles (g per GJ fuel) | 0.03 | 0.03 | 0.03 | 0.03 | D | 5, 6
Financial data |  |  |  |  | Average
Specific investment (1000€/kW) | 0.3 | 0.3 | 0.3 | 0.3 | 22 | kW
Specific investment (1000€/unit) | 6.6 | 6.6 | 6.6 | 6.6 | F
- hereof equipment (%) | 70 | 70 | 70 | 70
- hereof installation (%) | 30 | 30 | 30 | 30
Possible additional specific investment (1000€/unit)
Fixed O&M (€/year) | 270 | 270 | 270 | 270 | F
Variable O&M (€/GJ)
Specific investment in dkr/kW | 2235 | 2235 | 2235 | 2235 | Heat production capacity
Specific investment in dkr/unit | 49170 | 49170 | 49170 | 49170 | 22 | kW
FIX O&M dkr/kW/year | 91.4318 | 91.4318 | 91.4318 | 91.4318 | Check against the range for the "Heat production capacity for one unit (kW)" in the first row in the datasheet
Variable O&M in dkr/GJ | 0 | 0 | 0 | 0
Technology | Oil burner (mineral oil fired, <10 % FAME) | [5 empty] | Oil burner (mineral oil fired, <10 % FAME)
| Apartment complex, existing building | [5 empty] | Apartment complex, existing building
| 2015 | 2020 | 2030 | 2050 | Note | Ref | The green should be copied to TIMES:
Energy/technical data | [6 empty] | YEAR | START | EFF | Input~ELCC | LIFE | INVCOST | FIXOM | VAROM | CAP2ACT | AFA | FEMIS~RESSOx | FEMIS~RESNOx | FEMIS~RESCH4 | FEMIS~RESN2O | FEMIS~RESPM
Heat production capacity for one unit (kW) | 400 | 400 | 400 | 400
Expected share of space heating demand covered by unit (%) | 100 | 100 | 100 | 100 | [7 empty] | kr/kW | kr/kW/year | kr/GJ | Factor | Factor | g/GJ | g/GJ | g/GJ | g/GJ | g/GJ
Expected share of hot tap water demand covered by unit (%) | 100 | 100 | 100 | 100 |  |  | 2015 | 2015 | 0.96 |  | 20 | 596 | 9.3125 | 0 |  |  | 0.5 | 30 | 0 | 0 | 0.03
Total efficiency, annual average, net (%) | 96 | 96 | 96 | 96 | G | 1, 2, 3, 4 | 2020 |  | 0.96 |  | 20 | 596 | 9.3125 | 0 |  |  | 0.5 | 30 | 0 | 0 | 0.03
Technical lifetime (years) | 20 | 20 | 20 | 20 |  | 4 | 2030 |  | 0.96 |  | 20 | 596 | 9.3125 | 0 |  |  | 0.5 | 30 | 0 | 0 | 0.03
Environment | [6 empty] | 2050 |  | 0.96 |  | 20 | 596 | 9.3125 | 0 |  |  | 0.5 | 30 | 0 | 0 | 0.03
SO2 (g per GJ fuel) | 0.5 | 0.5 | 0.5 | 0.5 | B, E
NOX (g per GJ fuel) | 30 | 30 | 30 | 30 | C
CH4 (g per GJ fuel) | 0 | 0 | 0 | 0
N2O (g per GJ fuel) | 0 | 0 | 0 | 0
Particles (g per GJ fuel) | 0.03 | 0.03 | 0.03 | 0.03 | D | 5, 6
Financial data |  |  |  |  | Average
Specific investment (1000€/kW) | 0.08 | 0.08 | 0.08 | 0.08 | 400 | kW
Specific investment (1000€/unit) | 32 | 32 | 32 | 32 | F
- hereof equipment (%) | 70 | 70 | 70 | 70
- hereof installation (%) | 30 | 30 | 30 | 30
Possible additional specific investment (1000€/unit)
Fixed O&M (€/year) | 500 | 500 | 500 | 500 | F
Variable O&M (€/GJ)
Specific investment in dkr/kW | 596 | 596 | 596 | 596 | Heat production capacity
Specific investment in dkr/unit | 238400 | 238400 | 238400 | 238400 | 400 | kW
FIX O&M dkr/kW/year | 9.3125 | 9.3125 | 9.3125 | 9.3125 | Check against the range for the "Heat production capacity for one unit (kW)" in the first row in the datasheet
Variable O&M in dkr/GJ | 0 | 0 | 0 | 0
Technology | Oil burner (bio oil) | [5 empty] | Oil burner (bio oil)
| One-family house, new building | [5 empty] | One-family house, new building
| 2015 | 2020 | 2030 | 2050 | Note | Ref | The green should be copied to TIMES:
Energy/technical data | [6 empty] | YEAR | START | EFF | Input~ELCC | LIFE | INVCOST | FIXOM | VAROM | CAP2ACT | AFA | FEMIS~RESSOx | FEMIS~RESNOx | FEMIS~RESCH4 | FEMIS~RESN2O | FEMIS~RESPM
Heat production capacity for one unit (kW) | 25 | 25 | 25 | 25 | A
Expected share of space heating demand covered by unit (%) | 100 | 100 | 100 | 100 | [7 empty] | kr/kW | kr/kW/year | kr/GJ | Factor | Factor | g/GJ | g/GJ | g/GJ | g/GJ | g/GJ
Expected share of hot tap water demand covered by unit (%) | 100 | 100 | 100 | 100 |  |  | 2015 | 2015 | 1 |  | 20 | 3576 | 149 | 0 |  |  | 0 | > 30 | 0 | 0 | 0
Total efficiency, annual average, net (%) | 100 | 100 | 100 | 100 |  | 1, 2, 3, 4 | 2020 |  | 1 |  | 20 | 3576 | 149 | 0 |  |  | 0 | > 30 | 0 | 0 | 0
Technical lifetime (years) | 20 | 20 | 20 | 20 |  | 4 | 2030 |  | 1 |  | 20 | 3576 | 149 | 0 |  |  | 0 | > 30 | 0 | 0 | 0
Environment | [6 empty] | 2050 |  | 1 |  | 20 | 3576 | 149 | 0 |  |  | 0 | > 30 | 0 | 0 | 0
SO2 (g per GJ fuel) | 0 | 0 | 0 | 0 | B, E
NOX (g per GJ fuel) | > 30 | > 30 | > 30 | > 30 | C
CH4 (g per GJ fuel) | 0 | 0 | 0 | 0
N2O (g per GJ fuel) | 0 | 0 | 0 | 0
Particles (g per GJ fuel) |  |  |  |  | D | 5, 6
Financial data |  |  |  |  | Average
Specific investment (1000€/kW) | 0.48 | 0.48 | 0.48 | 0.48 | 25 | kW
Specific investment (1000€/unit) | 12 | 12 | 12 | 12 | F
- hereof equipment (%) | 70 | 70 | 70 | 70
- hereof installation (%) | 30 | 30 | 30 | 30
Possible additional specific investment (1000€/unit)
Fixed O&M (€/year) | 500 | 500 | 500 | 500 | F
Variable O&M (€/GJ)
Specific investment in dkr/kW | 3576 | 3576 | 3576 | 3576 | Heat production capacity
Specific investment in dkr/unit | 89400 | 89400 | 89400 | 89400 | 25 | kW
FIX O&M dkr/kW/year | 149 | 149 | 149 | 149 | Check against the range for the "Heat production capacity for one unit (kW)" in the first row in the datasheet
Variable O&M in dkr/GJ | 0 | 0 | 0 | 0
Technology | Oil burner (bio oil) | [5 empty] | Oil burner (bio oil)
| Apartment complex, new building | [5 empty] | Apartment complex, new building
| 2015 | 2020 | 2030 | 2050 | Note | Ref | The green should be copied to TIMES:
Energy/technical data | [6 empty] | YEAR | START | EFF | Input~ELCC | LIFE | INVCOST | FIXOM | VAROM | CAP2ACT | AFA | FEMIS~RESSOx | FEMIS~RESNOx | FEMIS~RESCH4 | FEMIS~RESN2O | FEMIS~RESPM
Heat production capacity for one unit (kW) | 400 | 400 | 400 | 400 | A
Expected share of space heating demand covered by unit (%) | 100 | 100 | 100 | 100 | [7 empty] | kr/kW | kr/kW/year | kr/GJ | Factor | Factor | g/GJ | g/GJ | g/GJ | g/GJ | g/GJ
Expected share of hot tap water demand covered by unit (%) | 100 | 100 | 100 | 100 |  |  | 2015 | 2015 | 1 |  | 20 | 745 | 18.625 | 0 |  |  | 0 | > 30 | 0 | 0 | -
Total efficiency, annual average, net (%) | 100 | 100 | 100 | 100 |  | 1, 2, 3, 4 | 2020 |  | 1 |  | 20 | 745 | 18.625 | 0 |  |  | 0 | > 30 | 0 | 0 | -
Technical lifetime (years) | 20 | 20 | 20 | 20 |  | 4 | 2030 |  | 1 |  | 20 | 745 | 18.625 | 0 |  |  | 0 | > 30 | 0 | 0 | -
Environment | [6 empty] | 2050 |  | 1 |  | 20 | 745 | 18.625 | 0 |  |  | 0 | > 30 | 0 | 0 | -
SO2 (g per GJ fuel) | 0 | 0 | 0 | 0 | B, E
NOX (g per GJ fuel) | > 30 | > 30 | > 30 | > 30 | C
CH4 (g per GJ fuel) | 0 | 0 | 0 | 0
N2O (g per GJ fuel) | 0 | 0 | 0 | 0
Particles (g per GJ fuel) | - | - | - | - | D | 5, 6
Financial data |  |  |  |  | Average
Specific investment (1000€/kW) | 0.1 | 0.1 | 0.1 | 0.1 | 400 | kW
Specific investment (1000€/unit) - 400 kW unit | 40 | 40 | 40 | 40 | F
- hereof equipment (%) | 70 | 70 | 70 | 70
- hereof installation (%) | 30 | 30 | 30 | 30
Possible additional specific investment (1000€/unit)
Fixed O&M (€/year) | 1000 | 1000 | 1000 | 1000 | F
Variable O&M (€/GJ)
Specific investment in dkr/kW | 745 | 745 | 745 | 745 | Heat production capacity
Specific investment in dkr/unit | 298000 | 298000 | 298000 | 298000 | 400 | kW
FIX O&M dkr/kW/year | 18.625 | 18.625 | 18.625 | 18.625 | Check against the range for the "Heat production capacity for one unit (kW)" in the first row in the datasheet
Variable O&M in dkr/GJ | 0 | 0 | 0 | 0
DAYNITE
Note on B27: Rikke Næraa: It is assumed that the unit should be (€/unit/year)
Note on B54: Rikke Næraa: It is assumed that the unit should be (€/unit/year), but then the cost become rather low compared to for single family houses
Note on B81: Rikke Næraa: same coments as for fossil fuel

## Natural gas boiler
2. Natural gas boiler
|  |  | Currency |  | 7.45 | kr/€
Technology | Natural gas boiler | [6 empty] | Natural gas boiler
| One-family house, existing and new building | [6 empty] | One-family house, existing and new building
| 2015 | 2020 | 2030 | 2050 | Note | Ref |  | The green should be copied to TIMES:
Energy/technical data | [7 empty] | YEAR | START | EFF | Input~ELCC | LIFE | INVCOST | FIXOM | VAROM | CAP2ACT | AFA | FEMIS~RESSOx | FEMIS~RESNOx | FEMIS~RESCH4 | FEMIS~RESN2O | FEMIS~RESPM
Heat production capacity for one unit (kW) | 5-20 | 3-20 | 2-20 | 1-20
Expected share of space heating demand covered by unit (%) | 100 | 100 | 100 | 100 |  |  | Total efficiency, annual average, net (%) | [5 empty] | kr/kW | kr/kW/year | kr/GJ | Factor | Factor | g/GJ | g/GJ | g/GJ | g/GJ | g/GJ
Expected share of hot tap water demand covered by unit (%) | 100 | 100 | 100 | 100
Total efficiency, annual average, net (%) | 100-104 | 100-104 | 100-104 | 100-104 | A | 1 | 102 | 2015 | 2015 | 1.02 |  | 22 | 2980 | 100.575 | 14.9 |  |  | 0 | 20 | 2 | 0 | 0
Electricity consumption (kWh/year) | 80-200 | 40-120 | 20-80 | ? |  |  | 102 | 2020 |  | 1.02 |  | 22 | 2980 | 100.575 | 14.9 |  |  | 0 | 10 | 1 | 0 | 0
Technical lifetime (years) | 22 | 22 | 22 | 22 | B, C | 2 | 102 | 2030 |  | 1.02 |  | 22 | 2980 | 100.575 | 14.9 |  |  | 0 | 5 | 0.5 | 0 | 0
Environment | [6 empty] | 102 | 2050 |  | 1.02 |  | 22 | 2980 | 100.575 | 14.9 |  |  | 0 | 5 | 0.5 | 0 | 0
SO2 (g per GJ fuel) | 0 | 0 | 0 | 0 |  | 5
NOX (g per GJ fuel) | 20 | 10 | 5 | 5 | D, E | 4
CH4 (g per GJ fuel) | 2 | 1 | 0.5 | 0.5 | F | 5
N2O (g per GJ fuel) | 0 | 0 | 0 | 0
Particles (g per GJ fuel) | 0 | 0 | 0 | 0
Financial data | 10 kW boiler |  |  |  | Average
Specific investment (1000€/kW) | 0.4 | 0.4 | 0.4 | 0.4 | 10 | kW
Specific investment (1000€/unit) | 4 | 4 | 4 | 4 | G
- hereof equipment (%) | 45 | 45 | 45 | 45
- hereof installation (%) | 55 | 55 | 55 | 55
Possible additional specific investment (1000€/unit) | 2 | 2 | 2 | 2 | K | 6
Fixed O&M (€/unit/year) | 135 | 135 | 135 | 135 | H
Variable O&M (€/unit/year) | 100 | 100 | 100 | 100 | I
Specific investment in dkr/kW | 2980 | 2980 | 2980 | 2980 | Heat production capacity
Specific investment in dkr/unit | 29800 | 29800 | 29800 | 29800 | 10 | kW
FIX O&M dkr/kW/year | 100.575 | 100.575 | 100.575 | 100.575 | Check against the range for the "Heat production capacity for one unit (kW)" in the first row in the datasheet
Variable O&M in dkr/GJ | 14.9 | 14.9 | 14.9 | 14.9
Technology | Natural gas boiler | [6 empty] | Natural gas boiler
| Apartment complex, existing and new building | [6 empty] | Apartment complex, existing and new building
| 2015 | 2020 | 2030 | 2050 | Note | Ref |  | The green should be copied to TIMES:
Energy/technical data | [7 empty] | YEAR | START | EFF | Input~ELCC | LIFE | INVCOST | FIXOM | VAROM | CAP2ACT | AFA | FEMIS~RESSOx | FEMIS~RESNOx | FEMIS~RESCH4 | FEMIS~RESN2O | FEMIS~RESPM
Heat production capacity for one unit (kW) | 20-750 | 20-750 | 20-750 | 20-750
Expected share of space heating demand covered by unit (%) | 100 | 100 | 100 | 100 |  |  | Total efficiency, annual average, net (%) | [5 empty] | kr/kW | kr/kW/year | kr/GJ | Factor | Factor | g/GJ | g/GJ | g/GJ | g/GJ | g/GJ
Expected share of hot tap water demand covered by unit (%) | 100 | 100 | 100 | 100 |  |  | 102 | 2015 | 2015 | 1.02 |  | 25 | 943.6667 | 29.8 | 14.9 |  |  | 0 | 20 | 2 | 0 | 0
Total efficiency, annual average, net (%) | 100-104 | 100-104 | 100-104 | 100-104 |  |  | 102 | 2020 |  | 1.02 |  | 25 | 918.8333 | 29.8 | 14.9 |  |  | 0 | 10 | 1 | 0 | 0
Electricity consumption (kWh/year) | 400 | 300 | 200 | 100 |  |  | 102 | 2030 |  | 1.02 |  | 25 | 894 | 29.8 | 14.9 |  |  | 0 | 5 | 0.5 | 0 | 0
Technical lifetime (years) | 25 | 25 | 25 | 25 |  |  | 102 | 2050 |  | 1.02 |  | 25 | 894 | 29.8 | 14.9 |  |  | 0 | 5 | 0.5 | 0 | 0
Environment
SO2 (g per GJ fuel) | 0 | 0 | 0 | 0
NOX (g per GJ fuel) | 20 | 10 | 5 | 5
CH4 (g per GJ fuel) | 2 | 1 | 0.5 | 0.5
N2O (g per GJ fuel) | 0 | 0 | 0 | 0
Particles (g per GJ fuel) | 0 | 0 | 0 | 0
Financial data |  |  |  |  | Average |  |  |  |  | 0.046667
Specific investment (1000€/kW) | 0.12667 | 0.12333 | 0.12 | 0.12 | 500 | kW |  |  |  | 0.2 | 4.2857
Specific investment (1000€/unit) | 5-40 | 5-35 | 5-30 | 5-30 | J
- hereof equipment (%) | 50-85 | 50-85 | 50-85 | 50-85
- hereof installation (%) | 15-50 | 15-50 | 15-50 | 15-50
Possible additional specific investment (1000€/unit) | 2 | 2 | 2 | 2 | K | 6
Fixed O&M (€/kW/year) | 4 | 4 | 4 | 4
Variable O&M (€/GJ) | 2 | 2 | 2 | 2
Specific investment in dkr/kW | 943.6667 | 918.8333 | 894 | 894 | Heat production capacity
Specific investment in dkr/unit | 471833.3333 | 459416.6667 | 447000 | 447000 | 500 | kW
FIX O&M dkr/kW/year | 29.8 | 29.8 | 29.8 | 29.8 | Check against the range for the "Heat production capacity for one unit (kW)" in the first row in the datasheet
Variable O&M in dkr/GJ | 14.9 | 14.9 | 14.9 | 14.9
DAYNITE
Note on C32: Rikke Næraa: Assume 20.000kWh heatproduction equals 20.000/1000k/M*3.6MWh/PJ=72 GJ - Has been changed to 50 GJ because thats what is used in the EBM
Note on D32: Rikke Næraa: Assume 20.000kWh heatproduction equals 20.000/1000k/M*3.6MWh/PJ=72 GJ - Has been changed to 50 GJ because thats what is used in the EBM
Note on E32: Rikke Næraa: Assume 20.000kWh heatproduction equals 20.000/1000k/M*3.6MWh/PJ=72 GJ - Has been changed to 50 GJ because thats what is used in the EBM
Note on F32: Rikke Næraa: Assume 20.000kWh heatproduction equals 20.000/1000k/M*3.6MWh/PJ=72 GJ - Has been changed to 50 GJ because thats what is used in the EBM

## DHB Wood-Chips
Technology Catalog - Heat Generation
43. District Heating Boiler, Biomass Fired boiler - Wood Chips
|  |  | Currency |  | 7.45 | kr/€
Technology | District Heating Boiler, Wood Chips | [5 empty] | District Heating Boiler, Wood Chips
| 2015 | 2020 | 2030 | 2050 | Note | Ref | The green should be copied to TIMES:
Energy/technical data | [6 empty] | YEAR | START | EFF | Input~ELCC | LIFE | INVCOST | FIXOM | VAROM | CAP2ACT | AFA | FEMIS~RESSOx | FEMIS~RESNOx | FEMIS~RESCH4 | FEMIS~RESN2O | FEMIS~RESPM
Generation capacity for one plant (MJ/s | 1 -1 2 | 1 -1 2 | 1 -1 2 | 1 -1 2 |  | 1
Total efficiency (%) net | 108 | 108 | 108 | 108 |  | 1 | [5 empty] | kr/kW | kr/kW/year | kr/GJ | Factor | Factor | g/GJ | g/GJ | g/GJ | g/GJ | g/GJ
Availability (%) | 96-98 | 96-98 | 96-98 | 96-98 |  | 2 | 2015 | 2015 | 1.08 |  | 20 | 5960 | 5.5875 | 5.5875 |  |  | 1.9 | 81 | 6.1 | 0.8
Technical lifetime (years) | 20 | 20 | 20 | 20 |  | 1 | 2020 |  | 1.08 |  | 20 | 5960 | 5.5875 | 5.5875 |  |  | 1.9 | 81 | 6.1 | 0.8
Construction time (years) | 0.5 - 1 | 0.5 - 1 | 0.5 - 1 | 0.5 - 1 |  | 2 | 2030 |  | 1.08 |  | 20 | 5960 | 5.5875 | 5.5875 |  |  | 1.9 | 81 | 6.1 | 0.8
Environment | [6 empty] | 2050 |  | 1.08 |  | 20 | 5960 | 5.5875 | 5.5875 |  |  | 1.9 | 81 | 6.1 | 0.8
SO2 (g per GJ fuel) | 1.9 | 1.9 | 1.9 | 1.9 |  | 4;3;3;3
NOX (g per GJ fuel) | 81 | 81 | 81 | 81 |  | 4;3;3;3
Unburned hydrocarbons, UHC (g per GJ guel) | 6.1 | 6.1 | 6.1 | 6.1 |  | 4;3;3;3
N2O (g per GJ fuel) | 0.8 | 0.8 | 0.8 | 0.8 |  | 4;3;3;3
Financial data
Nominal Investment (M€ per MJ/s) | 0.5 - 1.1 | 0.5 - 1.1 | 0.5 - 1.1 | 0.5 - 1.1 |  | 1
Total O&M (€ per MWh) | 5.4 | 5.4 | 5.4 | 5.4 |  | 1
Specific investment in dkr/kW | 5960 | 5960 | 5960 | 5960 | Heat production capacity
Specific investment in dkr/unit | 2980000 | 2980000 | 2980000 | 2980000 | 500 | kW
FIX O&M dkr/kW/year
Variable O&M in dkr/GJ | 11.175 | 11.175 | 11.175 | 11.175
references
1 Danish Heating Association, January 2012
2 Elsams og Elktraffs opdatering at Energi
SDO assumption - 27-07-2016
Total O&M are split in Variable and Fixed, since this tech is extremely favored
when fixed O&M are zero!
Split rate: | Fixed O&M | 50%
| Variable O&M | 50%
DAYNITE
Note on D21: Rikke Næraa: not logical that the technoligy becames more and more expencive for the small it could maybe be explaned by the smaller size but for the larger ?

## Biomass boiler, automatic
4. Biomass boiler, automatic stoking
|  |  | Currency |  | 7.45 | kr/€
Technology | Biomass boiler, automatic stoking | [5 empty] | Biomass boiler, automatic stoking
| One-family house, existing building | [5 empty] | One-family house, existing building
| 2015 | 2020 | 2030 | 2050 | Note | Ref | The green should be copied to TIMES:
Energy/technical data | [6 empty] | YEAR | START | EFF | Input~ELCC | LIFE | INVCOST | FIXOM | VAROM | CAP2ACT | AFA | FEMIS~RESSOx | FEMIS~RESNOx | FEMIS~RESCH4 | FEMIS~RESN2O | FEMIS~RESPM
Heat production capacity for one unit (kW) | 6-20 | 5-20 | 4-20 | 4-20 | A | 4, 5
Expected share of space heating demand covered by unit (%) | 100 | 100 | 100 | 100 | [7 empty] | kr/kW | kr/kW/year | kr/GJ | Factor | Factor | g/GJ | g/GJ | g/GJ | g/GJ | g/GJ
Expected share of hot tap water demand covered by unit (%) | 100 | 100 | 100 | 100 |  |  | 2015 | 2015 | 0.8 |  | 20 | 3600.8333 | 14.9 | 0 |  |  | 0 | 90 | 3 | 0 | 10
Total efficiency, annual average, net (%) | 80 | 87 | 91 | 95 | B | 5, 6 | 2020 |  | 0.87 |  | 20 | 3911.25 | 14.9 | 0 |  |  | 0 | 70 | 2 | 0 | 8
Technical lifetime (years) | 20 | 20 | 20 | 20 |  | 7 | 2030 |  | 0.91 |  | 20 | 4842.5 | 22.35 | 0 |  |  | 0 | 50 | 1 | 0 | 6
Environment | [6 empty] | 2050 |  | 0.95 |  | 20 | 4842.5 | 22.35 | 0 |  |  | 0 | 40 | 0 | 0 | 4
SO2 (g per GJ fuel) | 0 | 0 | 0 | 0
NOX (g per GJ fuel) | 90 | 70 | 50 | 40 |  | 5
CH4 (g per GJ fuel) | 3 | 2 | 1 | 0 |  | 2, 5
N2O (g per GJ fuel) | 0 | 0 | 0 | 0
Particles (g per GJ fuel) | 10 | 8 | 6 | 4 | C | 2, 5
Financial data |  |  |  |  | Average
Specific investment (1000€/kW) | 0.48333 | 0.525 | 0.65 | 0.65 | 13 | kW
Specific investment (1000€/unit) | 2.5-11 | 2.5-11 | 3-12 | 3-12 | G
- hereof equipment (1000€/unit) | 2-10 | 2-10 | 2.5-11 | 2.5-11
- hereof installation (1000€/unit) | 0.5-1 | 0.5-1 | 0.5-1 | 0.5-1
Possible additional specific investment (1000€/unit) | 1.6 | 1.6 | 1.6 | 1.6 | D, F
Fixed O&M (€/kW/year) | 2 | 2 | 3 | 3 | E | 6
Variable O&M (€/GJ) | 0 | 0 | 0 | 0
Specific investment in dkr/kW | 3600.8333 | 3911.25 | 4842.5 | 4842.5 | Heat production capacity
Specific investment in dkr/unit | 46810.8333 | 50846.25 | 62952.5 | 62952.5 | 13 | kW
FIX O&M dkr/kW/year | 14.9 | 14.9 | 22.35 | 22.35 | Check against the range for the "Heat production capacity for one unit (kW)" in the first row in the datasheet
Variable O&M in dkr/GJ | 0 | 0 | 0 | 0
Technology | Biomass boiler, automatic stoking | [5 empty] | Biomass boiler, automatic stoking
| Apartment complex, existing building | [5 empty] | Apartment complex, existing building
| 2015 | 2020 | 2030 | 2050 | Note | Ref | The green should be copied to TIMES:
Energy/technical data | [6 empty] | YEAR | START | EFF | Input~ELCC | LIFE | INVCOST | FIXOM | VAROM | CAP2ACT | AFA | FEMIS~RESSOx | FEMIS~RESNOx | FEMIS~RESCH4 | FEMIS~RESN2O | FEMIS~RESPM
Heat production capacity for one unit (kW) | 100-1000 | 100-1000 | 100-1000 | 100-1000
Expected share of space heating demand covered by unit (%) | 100 | 100 | 100 | 100 | [7 empty] | kr/kW | kr/kW/year | kr/GJ | Factor | Factor | g/GJ | g/GJ | g/GJ | g/GJ | g/GJ
Expected share of hot tap water demand covered by unit (%) | 100 | 100 | 100 | 100 |  |  | 2015 | 2015 | 0.85 |  | 20 | 1490 | 46.935 | 0 |  |  | 0 | 90 | 3 | 0 | 10
Total efficiency, annual average, net (%) | 85 | 87 | 91 | 95 |  | 5 | 2020 |  | 0.87 |  | 20 | 1490 | 46.935 | 0 |  |  | 0 | 70 | 2 | 0 | 8
Technical lifetime (years) | 20 | 20 | 20 | 20 |  | 7 | 2030 |  | 0.91 |  | 20 | 1490 | 52.15 | 0 |  |  | 0 | 50 | 1 | 0 | 6
Environment | [6 empty] | 2050 |  | 0.95 |  | 20 | 1490 | 59.6 | 0 |  |  | 0 | 40 | 0 | 0 | 4
SO2 (g per GJ fuel) | 0 | 0 | 0 | 0
NOX (g per GJ fuel) | 90 | 70 | 50 | 40 |  | 5
CH4 (g per GJ fuel) | 3 | 2 | 1 | 0 |  | 2, 5
N2O (g per GJ fuel) | 0 | 0 | 0 | 0
Particles (g per GJ fuel) | 10 | 8 | 6 | 4 |  | 5
Financial data
Specific investment (1000€/kW) | 0.17 | 0.17 | 0.17 | 0.17 |  | 7
Specific investment (1000€/unit) | NA | NA | NA | NA
- hereof equipment (1000€/unit) | NA | NA | NA | NA
- hereof installation (1000€/unit) | NA | NA | NA | NA
Possible additional specific investment (1000€/unit) | 5-25 | 5-25 | 7-30 | 7-30 | E
Fixed O&M (€/kW/year) | 6.3 | 6.3 | 7 | 8 | F | 7
Variable O&M (€/GJ) | 0 | 0 | 0 | 0
Specific investment in dkr/kW | 1490 | 1490 | 1490 | 1490 | Heat production capacity
Specific investment in dkr/unit | 745000 | 745000 | 745000 | 745000 | 500 | kW
FIX O&M dkr/kW/year | 46.935 | 46.935 | 52.15 | 59.6 | Check against the range for the "Heat production capacity for one unit (kW)" in the first row in the datasheet
Variable O&M in dkr/GJ | 0 | 0 | 0 | 0
Technology | Biomass boiler, automatic stoking | [5 empty] | Biomass boiler, automatic stoking
| One-family house, new building | [5 empty] | One-family house, new building
| 2015 | 2020 | 2030 | 2050 | Note | Ref | The green should be copied to TIMES:
Energy/technical data | [6 empty] | YEAR | START | EFF | Input~ELCC | LIFE | INVCOST | FIXOM | VAROM | CAP2ACT | AFA | FEMIS~RESSOx | FEMIS~RESNOx | FEMIS~RESCH4 | FEMIS~RESN2O | FEMIS~RESPM
Heat production capacity for one unit (kW) | 6-20 | 5-18 | 4-16 | 4-14 | A | 4, 5
Expected share of space heating demand covered by unit (%) | 100 | 100 | 100 | 100 | [7 empty] | kr/kW | kr/kW/year | kr/GJ | Factor | Factor | g/GJ | g/GJ | g/GJ | g/GJ | g/GJ
Expected share of hot tap water demand covered by unit (%) | 100 | 100 | 100 | 100 |  |  | 2015 | 2015 | 0.8 |  | 20 | 3620.2033 | 14.9 | 0 |  |  | 0 | 90 | 3 | 0 | 10
Total efficiency, annual average, net (%) | 80 | 87 | 91 | 95 | B | 5, 6 | 2020 |  | 0.87 |  | 20 | 4158.2589 | 14.9 | 0 |  |  | 0 | 70 | 2 | 0 | 8
Technical lifetime (years) | 20 | 20 | 20 | 20 |  | 7 | 2030 |  | 0.91 |  | 20 | 5606.87 | 22.35 | 0 |  |  | 0 | 50 | 1 | 0 | 6
Environment | [6 empty] | 2050 |  | 0.95 |  | 20 | 6005.9771 | 22.35 | 0 |  |  | 0 | 40 | 0 | 0 | 4
SO2 (g per GJ fuel) | 0 | 0 | 0 | 0
NOX (g per GJ fuel) | 90 | 70 | 50 | 40 |  | 5
CH4 (g per GJ fuel) | 3 | 2 | 1 | 0 |  | 2, 5
N2O (g per GJ fuel) | 0 | 0 | 0 | 0
Particles (g per GJ fuel) | 10 | 8 | 6 | 4 | C | 2, 5
Financial data |  |  |  |  | Average
Specific investment (1000€/kW) | 0.48333 | 0.55556 | 0.75 | 0.80357 | 500 | kW
Specific investment (1000€/unit) | 2.5-11 | 2.5-11 | 3-12 | 3-12 | G
- hereof equipment (1000€/unit) | 2-10 | 2-10 | 2.5-11 | 2.5-11
- hereof installation (1000€/unit) | 0.5-1 | 0.5-1 | 0.5-1 | 0.5-1
Possible additional specific investment (1000€/unit) | 1.3 | 1.3 | 1.3 | 1.3 | D, F
Fixed O&M (€/kW/year) | 2 | 2 | 3 | 3 | E | 6
Variable O&M (€/GJ) | 0 | 0 | 0 | 0
Specific investment in dkr/kW | 3620.2033 | 4158.2589 | 5606.87 | 6005.9771 | Heat production capacity
Specific investment in dkr/unit | 1810101.6667 | 2079129.4444 | 2803435 | 3002988.5714 | 500 | kW
FIX O&M dkr/kW/year | 14.9 | 14.9 | 22.35 | 22.35 | Check against the range for the "Heat production capacity for one unit (kW)" in the first row in the datasheet
Variable O&M in dkr/GJ | 0 | 0 | 0 | 0
Technology | Biomass boiler, automatic stoking | [5 empty] | Biomass boiler, automatic stoking
| Apartment complex, new building | [5 empty] | Apartment complex, new building
| 2015 | 2020 | 2030 | 2050 | Note | Ref | The green should be copied to TIMES:
Energy/technical data | [6 empty] | YEAR | START | EFF | Input~ELCC | LIFE | INVCOST | FIXOM | VAROM | CAP2ACT | AFA | FEMIS~RESSOx | FEMIS~RESNOx | FEMIS~RESCH4 | FEMIS~RESN2O | FEMIS~RESPM
Heat production capacity for one unit (kW) | 100-1000 | 100-1000 | 100-1000 | 100-1000
Expected share of space heating demand covered by unit (%) | 100 | 100 | 100 | 100 | [7 empty] | kr/kW | kr/kW/year | kr/GJ | Factor | Factor | g/GJ | g/GJ | g/GJ | g/GJ | g/GJ
Expected share of hot tap water demand covered by unit (%) | 100 | 100 | 100 | 100 |  |  | 2015 | 2015 | 0.8 |  | 20 | 1490 | 46.935 | 0 |  |  | 0 | 90 | 3 | 0 | 10
Total efficiency, annual average, net (%) | 80 | 87 | 91 | 95 |  | 5 | 2020 |  | 0.87 |  | 20 | 1490 | 46.935 | 0 |  |  | 0 | 70 | 2 | 0 | 8
Technical lifetime (years) | 20 | 20 | 20 | 20 |  | 7 | 2030 |  | 0.91 |  | 20 | 1490 | 52.15 | 0 |  |  | 0 | 50 | 1 | 0 | 6
Environment | [6 empty] | 2050 |  | 0.95 |  | 20 | 1490 | 59.6 | 0 |  |  | 0 | 40 | 0 | 0 | 4
SO2 (g per GJ fuel) | 0 | 0 | 0 | 0
NOX (g per GJ fuel) | 90 | 70 | 50 | 40 |  | 5
CH4 (g per GJ fuel) | 3 | 2 | 1 | 0 |  | 2, 5
N2O (g per GJ fuel) | 0 | 0 | 0 | 0
Particles (g per GJ fuel) | 10 | 8 | 6 | 4 |  | 2, 5
Financial data
Specific investment (1000€/kW) | 0.17 | 0.17 | 0.17 | 0.17 |  | 7
Specific investment (1000€/unit) | NA | NA | NA | NA
- hereof equipment (1000€/unit) | NA | NA | NA | NA
- hereof installation (1000€/unit) | NA | NA | NA | NA
Possible additional specific investment (1000€/unit) | 5-25 | 5-25 | 7-30 | 7-30 | E
Fixed O&M (€/kW/year) | 6.3 | 6.3 | 7 | 8 | F | 7
Variable O&M (€/GJ) | 0 | 0 | 0 | 0
Specific investment in dkr/kW | 1490 | 1490 | 1490 | 1490 | Heat production capacity
Specific investment in dkr/unit | 745000 | 745000 | 745000 | 745000 | 500 | kW
FIX O&M dkr/kW/year | 46.935 | 46.935 | 52.15 | 59.6 | Check against the range for the "Heat production capacity for one unit (kW)" in the first row in the datasheet
Variable O&M in dkr/GJ | 0 | 0 | 0 | 0
DAYNITE
Note on D22: Rikke Næraa: not logical that the technoligy becames more and more expencive for the small it could maybe be explaned by the smaller size but for the larger ?
Note on B53: Rikke Næraa: Strange that the additional cost is increasing in the future?
Note on D76: Rikke Næraa: not logical that the technoligy becames more and more expencive for the small it could maybe be explaned by the smaller size but for the larger ?

## Biomass boiler, manual
5. Biomass boiler, manual stoking
Technology | Biomass boiler, manual stoking
One-family house, existing building
| 2015 | 2020 | 2030 | 2050 | Note | Ref
Energy/technical data
Heat production capacity for one unit (kW) | 6-20 | 5-20 | 4-20 | 4-20 | A | 4, 5
Expected share of space heating demand covered by unit (%) | 100 | 100 | 100 | 100
Expected share of hot tap water demand covered by unit (%) | 100 | 100 | 100 | 100
Total efficiency, annual average, net (%) | 75 | 82 | 86 | 90 |  | 5
Technical lifetime (years) | 20 | 20 | 20 | 20 |  | 6
Environment
SO2 (g per GJ fuel) | 0 | 0 | 0 | 0
NOX (g per GJ fuel) | 80 | 70 | 60 | 50 |  | 5
CH4 (g per GJ fuel) | 3 | 2 | 1 | 0 |  | 2, 5
N2O (g per GJ fuel) | 0 | 0 | 0 | 0
Particles (g per GJ fuel) | 15 | 12 | 9 | 6 | C | 5
Financial data
Specific investment (1000€/kW) | NA | NA | NA | NA
Specific investment (1000€/unit) | 4.5 | 4.5 | 4.5 | 4.5
- hereof equipment (1000€/unit) | 3 | 3 | 3 | 3
- hereof installation (1000€/unit) | 1.5 | 1.5 | 1.5 | 1.5
Possible additional specific investment (1000€/unit) | 3.1 | 3.1 | 3.1 | 3.1 | B, E
Fixed O&M (€/kW/year) | 2 | 2 | 2 | 2 | D | 6
Variable O&M (€/GJ) | NA | NA | NA | NA
Technology | Biomass boiler, manual stoking
One-family house, new building
| 2015 | 2020 | 2030 | 2050 | Note | Ref
Energy/technical data
Heat production capacity for one unit (kW) | 6-20 | 5-18 | 4-16 | 4-14 | A | 4, 5
Expected share of space heating demand covered by unit (%) | 100 | 100 | 100 | 100
Expected share of hot tap water demand covered by unit (%) | 100 | 100 | 100 | 100
Total efficiency, annual average, net (%) | 75 | 82 | 86 | 90 |  | 5
Technical lifetime (years) | 20 | 20 | 20 | 20 |  | 6
Environment
SO2 (g per GJ fuel) | 0 | 0 | 0 | 0
NOX (g per GJ fuel) | 80 | 70 | 60 | 50 |  | 5
CH4 (g per GJ fuel) | 3 | 2 | 1 | 0 |  | 2, 5
N2O (g per GJ fuel) | 0 | 0 | 0 | 0
Particles (g per GJ fuel) | 15 | 12 | 9 | 6 | C | 5
Financial data
Specific investment (1000€/kW) | NA | NA | NA | NA
Specific investment (1000€/unit) | 4.5 | 4.5 | 4.5 | 4.5
- hereof equipment (1000€/unit) | 3 | 3 | 3 | 3
- hereof installation (1000€/unit) | 1.5 | 1.5 | 1.5 | 1.5
Possible additional specific investment (1000€/unit) | 2.8 | 2.8 | 2.8 | 2.8 | B, E
Fixed O&M (€/kW/year) | 2 | 2 | 2 | 2 | D
Variable O&M (€/GJ) | NA | NA | NA | NA
DAYNITE

## Wood stove
6. Wood stove
Technology | Wood stove without water tank
One-family house, existing and new building
| 2015 | 2020 | 2030 | 2050 | Note | Ref
Energy/technical data
Heat production capacity for one unit (kW) | 3-12 | 2-12 | 1.5-9 | 1.5-6
Expected share of space heating demand covered by unit (%) | 20-60 | 20-60 | 20-60 | 20-60 | C
Expected share of hot tap water demand covered by unit (%) | 0 | 0 | 0 | 0 | E
Total efficiency, annual average, net (%) | 65 | 70 | 75 | 75
Technical lifetime (years) | 24 | 24 | 24 | 24 |  | 2
Environment
SO2 (g per GJ fuel) | 0 | 0 | 0 | 0
NOX (g per GJ fuel) | 90 | 90 | 90 | 90
CH4 (g per GJ fuel) | 320 | 125 | 100 | 100 |  | 1
N2O (g per GJ fuel) | 0 | 0 | 0 | 0
Particles (g per GJ fuel) | 50 | 40 | 30 | 25 | A | 1
Financial data
Specific investment (1000€/kW) | NA | NA | NA | NA
Specific investment (1000€/unit) | 2.6 | 2.6 | 3.5 | 3.5 | D | 2
- hereof equipment (1000€/unit) | 2 | 2 | 2.5 | 2.5 |  | 2
- hereof installation (%1000€/unit) | 0.6 | 0.6 | 1 | 1 |  | 2
Possible additional specific investment (1000€/unit) | 1.6 | 1.6 | 1.6 | 1.6 | B
Fixed O&M (€/kW/year) | 0.1 | 0.1 | 0.1 | 0.2
Variable O&M (€/GJ) | NA | NA | NA | NA
Technology | Wood stove with water tank
One-family house, existing and new building
| 2015 | 2020 | 2030 | 2050 | Note | Ref
Energy/technical data
Heat production capacity for one unit (kW) | 3-8 | 2-5 | 1.5-4 | 1.5-3
Expected share of space heating demand covered by unit (%) | 20-70 | 20-70 | 20-70 | 20-70 | C
Expected share of hot tap water demand covered by unit (%) | 20 | 20 | 20 | 20 | E
Total efficiency, annual average, net (%) | 65 | 70 | 75 | 75
Technical lifetime (years) | 24 | 24 | 24 | 24 |  | 2
Environment
SO2 (g per GJ fuel) | 0 | 0 | 0 | 0
NOX (g per GJ fuel) | 90 | 90 | 90 | 90
CH4 (g per GJ fuel) | 320 | 125 | 100 | 100 |  | 1
N2O (g per GJ fuel) | 0 | 0 | 0 | 0
Particles (g per GJ fuel) | [5 empty] | 1
Financial data
Specific investment (1000€/kW) | NA | NA | NA | NA | A | 1
Specific investment (1000€/unit) | 2.6 | 2.6 | 3.5 | 3.5 | D | 2
- hereof equipment (%) | 2 | 2 | 2.5 | 2.5 |  | 2
- hereof installation (%) | NA | NA | NA | NA |  | 2
Possible additional specific investment (1000€/unit) | 1.3 | 1.3 | 1.3 | 1.3 | B
Fixed O&M (€/kW/year) | 0.1 | 0.1 | 0.1 | 0.2
Variable O&M (€/GJ) | NA | NA | NA | NA
DAYNITE

## Heat pump, air-to-air
7. Electrical heat pump, air-to-air |  |  |  |  | Currency | 7.45
Technology | Heat pump, air-to-air | [5 empty] | Heat pump, air-to-air
| One-family house, existing and new building | [5 empty] | One-family house, existing and new building
| 2015 | 2020 | 2030 | 2050 | Note | Ref | The green should be copied to TIMES:
Energy/technical data | [6 empty] | YEAR | START | EFF | Input~ELCC | LIFE | INVCOST | FIXOM | VAROM | CAP2ACT | AFA | FEMIS~RESSOx | FEMIS~RESNOx | FEMIS~RESCH4 | FEMIS~RESN2O | FEMIS~RESPM
Heat production capacity for one unit (kW) | 3-5 | 3-5 | 3-5 | 3-5 | D
Expected share of space heating demand covered by unit (%) | 60 | 60 | 60 | 60 | C | [6 empty] | kr/kW | kr/kW/year | kr/GJ | Factor | Factor | g/GJ | g/GJ | g/GJ | g/GJ | g/GJ
Expected share of hot tap water demand covered by unit (%) | 0 | 0 | 0 | 0 |  |  | 2015 | 2015 | 3 |  | 20 | 4023 | 62.58 | 0 |  |  | 0 | 0 | 0 | 0 | 0
Total efficiency, annual average, net (%) | 300 | 320 | 370 | 400 | A | 1, 2, 3, 4 | 2020 |  | 3.2 |  | 20 | 3874 | 62.58 | 0 |  |  | 0 | 0 | 0 | 0 | 0
Technical lifetime (years) | 20 | 20 | 20 | 20 |  |  | 2030 |  | 3.7 |  | 20 | 3576 | 62.58 | 0 |  |  | 0 | 0 | 0 | 0 | 0
Environment | [6 empty] | 2050 |  | 4 |  | 20 | 3427 | 62.58 | 0 |  |  | 0 | 0 | 0 | 0 | 0
SO2 (g per GJ fuel) | 0 | 0 | 0 | 0 | For electric heat pumps, the emissions depend on how the electricity is produced. Emission factors for electricity in Denmark can for instance be found in socio-economic assumptions for energy projects published by the Danish Energy Authority (www.ens.dk - Fremskrivninger - Samfundsøkonomiske beregningsforudsætnigner).
NOX (g per GJ fuel) | 0 | 0 | 0 | 0
CH4 (g per GJ fuel) | 0 | 0 | 0 | 0
N2O (g per GJ fuel) | 0 | 0 | 0 | 0
Particles (g per GJ fuel) | 0 | 0 | 0 | 0
Financial data |  |  |  |  | Average
Specific investment (1000€/kW) | 0.54 | 0.52 | 0.48 | 0.46 | 5 | kW
Specific investment (1000€/unit) | 2.7 | 2.6 | 2.4 | 2.3 | A | 1, 2
- hereof equipment (%) | 80 | 80 | 80 | 80
- hereof installation (%) | 20 | 20 | 20 | 20
Possible additional specific investment (1000€/unit)
Fixed O&M (€/unit/year) | 42 | 42 | 42 | 42 | B | 2
Variable O&M (€/GJ)
Specific investment in dkr/kW | 4023 | 3874 | 3576 | 3427 | Heat production capacity
Specific investment in dkr/unit | 20.115 | 19.37 | 17.88 | 17.135 | 5 | kW
FIX O&M dkr/kW/year | 62.58 | 62.58 | 62.58 | 62.58 | Check against the range for the "Heat production capacity for one unit (kW)" in the first row in the datasheet
Variable O&M in dkr/GJ | 0 | 0 | 0 | 0
DAYNITE

## Heat pump, air-to-water
8. Electrical heat pump, air-to-water
|  |  | Currency | 7.45 | kr/€
Technology | Heat pump, air-to-water | [5 empty] | Heat pump, air-to-water
| One-family house, existing building | [5 empty] | One-family house, existing building
| 2015 | 2020 | 2030 | 2050 | Note | Ref | The green should be copied to TIMES:
Energy/technical data | [6 empty] | YEAR | START | EFF | Input~ELCC | LIFE | INVCOST | FIXOM | VAROM | CAP2ACT | AFA | FEMIS~RESSOx | FEMIS~RESNOx | FEMIS~RESCH4 | FEMIS~RESN2O | FEMIS~RESPM
Heat production capacity for one unit (kW) | 10 | 10 | 10 | 10
Expected share of space heating demand covered by the heat pump unit (%) | 100 | 100 | 100 | 100 | C | [6 empty] | kr/kW | kr/kW/year | kr/GJ | Factor | Factor | g/GJ | g/GJ | g/GJ | g/GJ | g/GJ
Expected share of hot tap water demand covered by the heat pump unit (%) | 100 | 100 | 100 | 100 | C |  | 2015 | 2015 | 3 |  | 20 | 9685 | 100.575 | 0 |  |  | 0 | 0 | 0 | 0 | 0
Total efficiency, annual average, net (%) | 300 | 330 | 370 | 400 | A,B | 1, 2, 3, 4, 6, 7 | 2020 |  | 3.3 |  | 20 | 8940 | 100.575 | 0 |  |  | 0 | 0 | 0 | 0 | 0
Technical lifetime (years) | 20 | 20 | 20 | 20 |  |  | 2030 |  | 3.7 |  | 20 | 8940 | 100.575 | 0 |  |  | 0 | 0 | 0 | 0 | 0
Environment | [6 empty] | 2050 |  | 4 |  | 20 | 8195 | 100.575 | 0 |  |  |  | 0 | 0 | 0 | 0
SO2 (g per GJ fuel) | 0 | 0 | 0 | 0 | For electric heat pumps, the emissions depend on how the electricity is produced. Emission factors for electricity in Denmark can for instance be found in socio-economic assumptions for energy projects published by the Danish Energy Authority (www.ens.dk - Fremskrivninger - Samfundsøkonomiske beregningsforudsætnigner).
NOX (g per GJ fuel) | 0 | 0 | 0 | 0
CH4 (g per GJ fuel) | 0 | 0 | 0 | 0
N2O (g per GJ fuel) | 0 | 0 | 0 | 0
Particles (g per GJ fuel) | 0 | 0 | 0 | 0
Financial data |  |  |  |  | Average
Specific investment (1000€/kW) | 1.3 | 1.2 | 1.2 | 1.1 | 10 | c
Specific investment (1000€/unit) | 13 | 12 | 12 | 11 | A, B, E | 1, 2, 5
- hereof equipment (%) | 85 | 85 | 85 | 85
- hereof installation (%) | 15 | 15 | 15 | 15
Possible additional specific investment (1000€/unit)
Fixed O&M (€/unit/year) | 135 | 135 | 135 | 135 | D | 2
Variable O&M (€/GJ)
Specific investment in dkr/kW | 9685 | 8940 | 8940 | 8195 | Heat production capacity
Specific investment in dkr/unit | 96850 | 89400 | 89400 | 81950 | 10 | kW
FIX O&M dkr/kW/year | 100.575 | 100.575 | 100.575 | 100.575 | Boiler size, Check against the range for the "Heat production capacity for one unit (kW)" in the first row in the datasheet
Variable O&M in dkr/GJ | 0 | 0 | 0 | 0
Technology | Heat pump, air-to-water | [5 empty] | Heat pump, air-to-water
| Apartment complex, existing building | [5 empty] | Apartment complex, existing building
| 2015 | 2020 | 2030 | 2050 | Note | Ref | The green should be copied to TIMES:
Energy/technical data | [6 empty] | YEAR | START | EFF | Input~ELCC | LIFE | INVCOST | FIXOM | VAROM | CAP2ACT | AFA | FEMIS~RESSOx | FEMIS~RESNOx | FEMIS~RESCH4 | FEMIS~RESN2O | FEMIS~RESPM
Heat production capacity for one unit (kW) | 50-750 | 50-750 | 50-750 | 50-750
Expected share of space heating demand covered by the heat pump unit (%) | 100 | 100 | 100 | 100 | C | [6 empty] | kr/kW | kr/kW/year | kr/GJ | Factor | Factor | g/GJ | g/GJ | g/GJ | g/GJ | g/GJ
Expected share of hot tap water demand covered by the heat pump unit (%) | 100 | 100 | 100 | 100 | C |  | 2015 | 2015 | 3 |  | 20 | 7450 | 7.45 | 0
Total efficiency, annual average, net (%) | 300 | 330 | 370 | 400 | A,B | 1, 2, 3, 4, 6, 7 | 2020 |  | 3.3 |  | 20 | 7450 | 7.45 | 0
Technical lifetime (years) | 20 | 20 | 20 | 20 |  |  | 2030 |  | 3.7 |  | 20 | 6705 | 7.45 | 0
Environment | [6 empty] | 2050 |  | 4 |  | 20 | 6705 | 7.45 | 0
SO2 (g per GJ fuel) | For electric heat pumps, the emissions depend on how the electricity is produced. Emission factors for electricity in Denmark can for instance be found in socio-economic assumptions for energy projects published by the Danish Energy Authority (www.ens.dk - Fremskrivninger - Samfundsøkonomiske beregningsforudsætnigner).
NOX (g per GJ fuel)
CH4 (g per GJ fuel)
N2O (g per GJ fuel)
Particles (g per GJ fuel)
Financial data
Specific investment (1000€/kW) | 1 | 1 | 0.9 | 0.9 | A, B | 1, 2, 5
Specific investment (1000€/unit)
- hereof equipment (%)
- hereof installation (%)
Possible additional specific investment (1000€/unit)
Fixed O&M (€/unit/year) | 400 | 400 | 400 | 400 | D | 2
Variable O&M (€/GJ)
Specific investment in dkr/kW | 7450 | 7450 | 6705 | 6705 | Heat production capacity
Specific investment in dkr/unit | 2980000 | 2980000 | 2682000 | 2682000 | 400 | kW
FIX O&M dkr/kW/year | 7.45 | 7.45 | 7.45 | 7.45 | Check against the range for the "Heat production capacity for one unit (kW)" in the first row in the datasheet
Variable O&M in dkr/GJ | 0 | 0 | 0 | 0
Technology | Heat pump, air-to-water | [5 empty] | Heat pump, air-to-water
| One-family house, new building | [5 empty] | One-family house, new building
| 2015 | 2020 | 2030 | 2050 | Note | Ref | The green should be copied to TIMES:
Energy/technical data | [6 empty] | YEAR | START | EFF | Input~ELCC | LIFE | INVCOST | FIXOM | VAROM | CAP2ACT | AFA | FEMIS~RESSOx | FEMIS~RESNOx | FEMIS~RESCH4 | FEMIS~RESN2O | FEMIS~RESPM
Heat production capacity for one unit (kW) | 5 | 5 | 5 | 5
Expected share of space heating demand covered by unit (%) | 100 | 100 | 100 | 100 | C | [6 empty] | kr/kW | kr/kW/year | kr/GJ | Factor | Factor | g/GJ | g/GJ | g/GJ | g/GJ | g/GJ
Expected share of hot tap water demand covered by unit (%) | 100 | 100 | 100 | 100 | C |  | 2015 | 2015 | 3 |  | 20 | 15645 | 198.17 | 0
Total efficiency, annual average, net (%) | 300 | 330 | 370 | 400 | A,B | 1, 2, 3, 4, 6, 7 | 2020 |  | 3.3 |  | 20 | 15049 | 198.17 | 0
Technical lifetime (years) | 20 | 20 | 20 | 20 |  |  | 2030 |  | 3.7 |  | 20 | 13857 | 198.17 | 0
Environment | [6 empty] | 2050 |  | 4 |  | 20 | 13261 | 198.17 | 0
SO2 (g per GJ fuel) | For electric heat pumps, the emissions depend on how the electricity is produced. Emission factors for electricity in Denmark can for instance be found in socio-economic assumptions for energy projects published by the Danish Energy Authority (www.ens.dk - Fremskrivninger - Samfundsøkonomiske beregningsforudsætnigner).
NOX (g per GJ fuel)
CH4 (g per GJ fuel)
N2O (g per GJ fuel)
Particles (g per GJ fuel)
Financial data |  |  |  |  | Average
Specific investment (1000€/kW) | 2.1 | 2.02 | 1.86 | 1.78 | 5 | kW
Specific investment (1000€/unit) | 10.5 | 10.1 | 9.3 | 8.9 | A, B | 1, 2, 5
- hereof equipment (%) | 80 | 80 | 80 | 80
- hereof installation (%) | 20 | 20 | 20 | 20
Possible additional specific investment (1000€/unit)
Fixed O&M (€/unit/year) | 133 | 133 | 133 | 133 | D | 2
Variable O&M (€/GJ)
Specific investment in dkr/kW | 15645 | 15049 | 13857 | 13261 | Heat production capacity
Specific investment in dkr/unit | 78225 | 75245 | 69285 | 66305 | 5 | kW
FIX O&M dkr/kW/year | 198.17 | 198.17 | 198.17 | 198.17 | Check against the range for the "Heat production capacity for one unit (kW)" in the first row in the datasheet
Variable O&M in dkr/GJ | 0 | 0 | 0 | 0
Technology | Heat pump, air-to-water | [5 empty] | Heat pump, air-to-water
| Apartment complex, new building | [5 empty] | Apartment complex, new building
| 2015 | 2020 | 2030 | 2050 | Note | Ref | The green should be copied to TIMES:
Energy/technical data | [6 empty] | YEAR | START | EFF | Input~ELCC | LIFE | INVCOST | FIXOM | VAROM | CAP2ACT | AFA | FEMIS~RESSOx | FEMIS~RESNOx | FEMIS~RESCH4 | FEMIS~RESN2O | FEMIS~RESPM
Heat production capacity for one unit (kW) | 20-300 | 20-300 | 20-300 | 20-300
Expected share of space heating demand covered by unit (%) | 100 | 100 | 100 | 100 | C | [6 empty] | kr/kW | kr/kW/year | kr/GJ | Factor | Factor | g/GJ | g/GJ | g/GJ | g/GJ | g/GJ
Expected share of hot tap water demand covered by unit (%) | 100 | 100 | 100 | 100 | C |  | 2015 | 2015 | 3 |  | 20 | 7450 | 17.5294 | 0
Total efficiency, annual average, net (%) | 300 | 330 | 370 | 400 | A,B | 1, 2, 3, 4, 6, 7 | 2020 |  | 3.3 |  | 20 | 7450 | 17.5294 | 0
Technical lifetime (years) | 20 | 20 | 20 | 20 |  |  | 2030 |  | 3.7 |  | 20 | 6705 | 17.5294 | 0
Environment | [6 empty] | 2050 |  | 4 |  | 20 | 6705 | 17.5294 | 0
SO2 (g per GJ fuel) | 0 | 0 | 0 | 0 | For electric heat pumps, the emissions depend on how the electricity is produced. Emission factors for electricity in Denmark can for instance be found in socio-economic assumptions for energy projects published by the Danish Energy Authority (www.ens.dk - Fremskrivninger - Samfundsøkonomiske beregningsforudsætnigner).
NOX (g per GJ fuel) | 0 | 0 | 0 | 0
CH4 (g per GJ fuel) | 0 | 0 | 0 | 0
N2O (g per GJ fuel) | 0 | 0 | 0 | 0
Particles (g per GJ fuel) | 0 | 0 | 0 | 0
Financial data
Specific investment (1000€/kW) | 1 | 1 | 0.9 | 0.9 | A, B | 1, 2, 5
Specific investment (1000€/unit)
- hereof equipment (%)
- hereof installation (%)
Possible additional specific investment (1000€/unit)
Fixed O&M (€/unit/year) | 400 | 400 | 400 | 400 |  | 2
Variable O&M (€/GJ)
Specific investment in dkr/kW | 7450 | 7450 | 6705 | 6705 | Heat production capacity
Specific investment in dkr/unit | 1266500 | 1266500 | 1139850 | 1139850 | 170 | kW
FIX O&M dkr/kW/year | 17.5294 | 17.5294 | 17.5294 | 17.5294 | Check against the range for the "Heat production capacity for one unit (kW)" in the first row in the datasheet
Variable O&M in dkr/GJ | 0 | 0 | 0 | 0
DAYNITE

## Heat pump, ground source
9. Electrical heat pump, brine-to-water (ground source heat pump)
|  |  | Currency | 7.45 | kr/€
Technology | Heat pump, brine-to-water | [5 empty] | Heat pump, brine-to-water
| One-family house, existing building | [5 empty] | One-family house, existing building
| 2015 | 2020 | 2030 | 2050 | Note | Ref | The green should be copied to TIMES:
Energy/technical data | [6 empty] | YEAR | START | EFF | Input~ELCC | LIFE | INVCOST | FIXOM | VAROM | CAP2ACT | AFA | FEMIS~RESSOx | FEMIS~RESNOx | FEMIS~RESCH4 | FEMIS~RESN2O | FEMIS~RESPM
Heat production capacity for one unit (kW) | 10 | 10 | 10 | 10
Expected share of space heating demand covered by unit (%) | 100 | 100 | 100 | 100 | C | [6 empty] | kr/kW | kr/kW/year | kr/GJ | Factor | Factor | g/GJ | g/GJ | g/GJ | g/GJ | g/GJ
Expected share of hot tap water demand covered by unit (%) | 100 | 100 | 100 | 100 | C |  | 2015 | 2015 | 3.3 |  | 20 | 12665 | 100.575 | 0 |  |  | 0 | 0 | 0 | 0 | 0
Total efficiency, annual average, net (%) | 330 | 350 | 400 | 450 | A, B | 1, 2, 3, 4, 6, 7 | 2020 |  | 3.5 |  | 20 | 11920 | 100.575 | 0 |  |  | 0 | 0 | 0 | 0 | 0
Technical lifetime (years) | 20 | 20 | 20 | 20 |  |  | 2030 |  | 4 |  | 20 | 11175 | 100.575 | 0 |  |  | 0 | 0 | 0 | 0 | 0
Environment | [6 empty] | 2050 |  | 4.5 |  | 20 | 10430 | 100.575 | 0 |  |  | 0 | 0 | 0 | 0 | 0
SO2 (g per GJ fuel) | 0 | 0 | 0 | 0 | For electric heat pumps, the emissions depend on how the electricity is produced. Emission factors for electricity in Denmark can for instance be found in socio-economic assumptions for energy projects published by the Danish Energy Authority (www.ens.dk - Fremskrivninger - Samfundsøkonomiske beregningsforudsætnigner).
NOX (g per GJ fuel) | 0 | 0 | 0 | 0
CH4 (g per GJ fuel) | 0 | 0 | 0 | 0
N2O (g per GJ fuel) | 0 | 0 | 0 | 0
Particles (g per GJ fuel) | 0 | 0 | 0 | 0
Financial data |  |  |  |  | Average
Specific investment (1000€/kW) | 1.7 | 1.6 | 1.5 | 1.4 | 10 | kW
Specific investment (1000€/unit) | 17 | 16 | 15 | 14 | A, B, D, E, G | 1, 2, 5
- hereof equipment (%) | 70 | 70 | 70 | 70
- hereof installation (%) | 30 | 30 | 30 | 30
Possible additional specific investment (1000€/unit) | 6 | 6 | 6 | 6 | D
Fixed O&M (€/unit/year) | 135 | 135 | 135 | 135 | F | 2
Variable O&M (€/GJ)
Specific investment in dkr/kW | 12665 | 11920 | 11175 | 10430 | Heat production capacity
Specific investment in dkr/unit | 126650 | 119200 | 111750 | 104300 | 10 | kW
FIX O&M dkr/kW/year | 100.575 | 100.575 | 100.575 | 100.575 | Boiler size, Check against the range for the "Heat production capacity for one unit (kW)" in the first row in the datasheet
Variable O&M in dkr/GJ | 0 | 0 | 0 | 0
Technology | Heat pump, brine-to-water | [5 empty] | Heat pump, brine-to-water
| Apartment complex, existing building | [5 empty] | Apartment complex, existing building
| 2015 | 2020 | 2030 | 2050 | Note | Ref | The green should be copied to TIMES:
Energy/technical data | [6 empty] | YEAR | START | EFF | Input~ELCC | LIFE | INVCOST | FIXOM | VAROM | CAP2ACT | AFA | FEMIS~RESSOx | FEMIS~RESNOx | FEMIS~RESCH4 | FEMIS~RESN2O | FEMIS~RESPM
Heat production capacity for one unit (kW) | 50-750 | 50-750 | 50-750 | 50-750
Expected share of space heating demand covered by unit (%) | 100 | 100 | 100 | 100 | C | [6 empty] | kr/kW | kr/kW/year | kr/GJ | Factor | Factor | g/GJ | g/GJ | g/GJ | g/GJ | g/GJ
Expected share of hot tap water demand covered by unit (%) | 100 | 100 | 100 | 100 | C |  | 2015 | 2015 | 3.3 |  | 20 | 8195 | 7.45 | 0
Total efficiency, annual average, net (%) | 330 | 350 | 400 | 450 | A,B | 1, 2, 3, 4, 6, 7 | 2020 |  | 3.5 |  | 20 | 8195 | 7.45 | 0
Technical lifetime (years) | 20 | 20 | 20 | 20 |  |  | 2030 |  | 4 |  | 20 | 7450 | 7.45 | 0
Environment | [6 empty] | 2050 |  | 4.5 |  | 20 | 6705 | 7.45 | 0
SO2 (g per GJ fuel) | 0 | 0 | 0 | 0 | For electric heat pumps, the emissions depend on how the electricity is produced. Emission factors for electricity in Denmark can for instance be found in socio-economic assumptions for energy projects published by the Danish Energy Authority (www.ens.dk - Fremskrivninger - Samfundsøkonomiske beregningsforudsætnigner).
NOX (g per GJ fuel) | 0 | 0 | 0 | 0
CH4 (g per GJ fuel) | 0 | 0 | 0 | 0
N2O (g per GJ fuel) | 0 | 0 | 0 | 0
Particles (g per GJ fuel) | 0 | 0 | 0 | 0
Financial data
Specific investment (1000€/kW) | 1.1 | 1.1 | 1 | 0.9 | A,B | 1, 2, 5
Specific investment (1000€/unit)
- hereof equipment (%)
- hereof installation (%)
Possible additional specific investment (1000€/kW) | 0.67 | 0.67 | 0.67 | 0.67 | D
Fixed O&M (€/unit/year) | 400 | 400 | 400 | 400 | F | 2
Variable O&M (€/GJ)
Specific investment in dkr/kW | 8195 | 8195 | 7450 | 6705 | Heat production capacity
Specific investment in dkr/unit | 0 | 0 | 0 | 0 | 400 | kW
FIX O&M dkr/kW/year | 7.45 | 7.45 | 7.45 | 7.45 | Boiler size, Check against the range for the "Heat production capacity for one unit (kW)" in the first row in the datasheet
Variable O&M in dkr/GJ | 0 | 0 | 0 | 0
Technology | Heat pump, brine-to-water | [5 empty] | Heat pump, brine-to-water
| One-family house, new building | [5 empty] | One-family house, new building
| 2015 | 2020 | 2030 | 2050 | Note | Ref | The green should be copied to TIMES:
Energy/technical data | [6 empty] | YEAR | START | EFF | Input~ELCC | LIFE | INVCOST | FIXOM | VAROM | CAP2ACT | AFA | FEMIS~RESSOx | FEMIS~RESNOx | FEMIS~RESCH4 | FEMIS~RESN2O | FEMIS~RESPM
Heat production capacity for one unit (kW) | 5 | 5 | 5 | 5
Expected share of space heating demand covered by unit (%) | 100 | 100 | 100 | 100 | C | [6 empty] | kr/kW | kr/kW/year | kr/GJ | Factor | Factor | g/GJ | g/GJ | g/GJ | g/GJ | g/GJ
Expected share of hot tap water demand covered by unit (%) | 100 | 100 | 100 | 100 | C |  | 2015 | 2015 | 3.3 |  | 20 | 0 | 201.15 | 0
Total efficiency, annual average, net (%) | 330 | 350 | 400 | 450 | A,B | 1, 2, 3, 4, 6, 7 | 2020 |  | 3.5 |  | 20 | 0 | 201.15 | 0
Technical lifetime (years) | 20 | 20 | 20 | 20 |  |  | 2030 |  | 4 |  | 20 | 0 | 201.15 | 0
Environment | [6 empty] | 2050 |  | 4.5 |  | 20 | 0 | 201.15 | 0
SO2 (g per GJ fuel) | 0 | 0 | 0 | 0 | For electric heat pumps, the emissions depend on how the electricity is produced. Emission factors for electricity in Denmark can for instance be found in socio-economic assumptions for energy projects published by the Danish Energy Authority (www.ens.dk - Fremskrivninger - Samfundsøkonomiske beregningsforudsætnigner).
NOX (g per GJ fuel) | 0 | 0 | 0 | 0
CH4 (g per GJ fuel) | 0 | 0 | 0 | 0
N2O (g per GJ fuel) | 0 | 0 | 0 | 0
Particles (g per GJ fuel) | 0 | 0 | 0 | 0
Financial data
Specific investment (1000€/kW)
Specific investment (1000€/unit) | 14 | 13 | 12 | 12 | A, B, D, E | 1, 2, 5
- hereof equipment (%) | 75 | 75 | 75 | 75
- hereof installation (%) | 25 | 25 | 25 | 25
Possible additional specific investment (1000€/unit) | 6 | 6 | 6 | 6 | D
Fixed O&M (€/unit/year) | 135 | 135 | 135 | 135 | F | 2
Variable O&M (€/GJ)
Specific investment in dkr/kW | 0 | 0 | 0 | 0 | Heat production capacity
Specific investment in dkr/unit | 104300 | 96850 | 89400 | 89400 | 5 | kW
FIX O&M dkr/kW/year | 201.15 | 201.15 | 201.15 | 201.15 | Boiler size, Check against the range for the "Heat production capacity for one unit (kW)" in the first row in the datasheet
Variable O&M in dkr/GJ | 0 | 0 | 0 | 0
Technology | Heat pump, brine-to-water | [5 empty] | Heat pump, brine-to-water
| Apartment complex, new building | [5 empty] | Apartment complex, new building
| 2015 | 2020 | 2030 | 2050 | Note | Ref | The green should be copied to TIMES:
Energy/technical data | [6 empty] | YEAR | START | EFF | Input~ELCC | LIFE | INVCOST | FIXOM | VAROM | CAP2ACT | AFA | FEMIS~RESSOx | FEMIS~RESNOx | FEMIS~RESCH4 | FEMIS~RESN2O | FEMIS~RESPM
Heat production capacity for one unit (kW) | 20-300 | 20-300 | 20-300 | 20-300
Expected share of space heating demand covered by unit (%) | 100 | 100 | 100 | 100 | C | [6 empty] | kr/kW | kr/kW/year | kr/GJ | Factor | Factor | g/GJ | g/GJ | g/GJ | g/GJ | g/GJ
Expected share of hot tap water demand covered by unit (%) | 100 | 100 | 100 | 100 | C |  | 2015 | 2015 | 3.3 |  | 20 | 8195 | 16.5556 | 0
Total efficiency, annual average, net (%) | 330 | 350 | 400 | 450 | A, B | 1, 2, 3, 4, 6, 7 | 2020 |  | 3.5 |  | 20 | 8195 | 16.5556 | 0
Technical lifetime (years) | 20 | 20 | 20 | 20 |  |  | 2030 |  | 4 |  | 20 | 7450 | 16.5556 | 0
Environment | [6 empty] | 2050 |  | 4.5 |  | 20 | 6705 | 16.5556 | 0
SO2 (g per GJ fuel) | 0 | 0 | 0 | 0 | For electric heat pumps, the emissions depend on how the electricity is produced. Emission factors for electricity in Denmark can for instance be found in socio-economic assumptions for energy projects published by the Danish Energy Authority (www.ens.dk - Fremskrivninger - Samfundsøkonomiske beregningsforudsætnigner).
NOX (g per GJ fuel) | 0 | 0 | 0 | 0
CH4 (g per GJ fuel) | 0 | 0 | 0 | 0
N2O (g per GJ fuel) | 0 | 0 | 0 | 0
Particles (g per GJ fuel) | 0 | 0 | 0 | 0
Financial data
Specific investment (1000€/kW) | 1.1 | 1.1 | 1 | 0.9 | A, B, D, E | 1, 2, 5
Specific investment (1000€/unit)
- hereof equipment (%)
- hereof installation (%)
Possible additional specific investment (1000€/kW) | 0.67 | 0.67 | 0.67 | 0.67 | D
Fixed O&M (€/kW/year) | 400 | 400 | 400 | 400 | F | 2
Variable O&M (€/GJ)
Specific investment in dkr/kW | 8195 | 8195 | 7450 | 6705 | Heat production capacity
Specific investment in dkr/unit | 0 | 0 | 0 | 0 | 180 | kW
FIX O&M dkr/kW/year | 16.5556 | 16.5556 | 16.5556 | 16.5556 | Boiler size, Check against the range for the "Heat production capacity for one unit (kW)" in the first row in the datasheet
Variable O&M in dkr/GJ | 0 | 0 | 0 | 0
DAYNITE

## HP, gas absorption,air-to-water
Gas driven absorption heat pumps, air-to-water
|  |  | Currency |  | 7.45 | kr/€
| Absorption heat pump | [5 empty] | Absorption heat pump
Technology | One family house, new and existing buildings | [5 empty] | One family house, new and existing buildings
| 2015 | 2020 | 2030 | 2050 | Note | Ref | The green should be copied to TIMES:
Energy/technical data | [6 empty] | YEAR | START | EFF | Input~ELCC | LIFE | INVCOST | FIXOM | VAROM | CAP2ACT | AFA | FEMIS~RESSOx | FEMIS~RESNOx | FEMIS~RESCH4 | FEMIS~RESN2O | FEMIS~RESPM
Heat production capacity for one unit (kW) | 18 | 30 | 30 | 30 | I,K,L
Expected share of space heating demand covered by unit (%) | 100 | 100 | 100 | 100 | [7 empty] | kr/kW | kr/kW/year | kr/GJ | Factor | Factor | g/GJ | g/GJ | g/GJ | g/GJ | g/GJ
Expected share of hot tap water demand covered by unit (%) | 100 | 100 | 100 | 100 |  |  | 2015 | 2015 | 1.35 |  | 22 | 5380.5556 | 99.3333 | 14.9 |  |  | 0 | 15 | 2 | 0 | 0
Total efficiency (%) net | 135 | 145 | 170 | 170 | B |  | 2020 |  | 1.45 |  | 22 | 2980 | 59.6 | 14.9 |  |  | 0 | 10 | 1 | 0 | 0
Technical lifetime (years) | 22 | 22 | 22 | 22 | C2 |  | 2030 |  | 1.7 |  | 22 | 2483.3333 | 59.6 | 14.9 |  |  | 0 | 5 | 0.5 | 0 | 0
Environment | [6 empty] | 2050 |  | 1.7 |  | 22 | 2483.3333 | 59.6 | 14.9 |  |  | 0 | 5 | 0.5 | 0 | 0
SO2 (degree of desulphoring, %) | 0 | 0 | 0 | 0
NOX (g per GJ fuel) | 15 | 10 | 5 | 5 |  | 14
CH4 (g per GJ fuel) | 2 | 1 | 0.5 | 0.5 | J
N2O (g per GJ fuel) | 0 | 0 | 0 | 0 | J
Particles (g per GJ fuel) | 0 | 0 | 0 | 0 | J
Financial data (air/water) | Absorption heat pump, air-to-water
Specific investment (1000€/kW)
Specific investment (1000€/unit) | 13 | 12 | 10 | 10 | A, D, L
- hereof equipment (%) | 77% | 75% | 70% | 70%
- hereof installation (%) | 23% | 25% | 30% | 30%
Possible additional specific investment (1000€/unit) | 2 | 2 | 2 | 2 | H
Fixed O&M (€/unit/year) | 240 | 240 | 240 | 240 | C1
Variable costs O&M (€/GJ) | 2 | 2 | 2 | 2 | C2
Specific investment in dkr/kW | 5380.5556 | 2980 | 2483.3333 | 2483.3333 | Heat production capacity
Specific investment in dkr/unit | 96850 | 89400 | 74500 | 74500 |  | kW
FIX O&M dkr/kW/year | 99.3333 | 59.6 | 59.6 | 59.6 | Check against the range for the "Heat production capacity for one unit (kW)" in the first row in the datasheet
Variable O&M in dkr/GJ | 14.9 | 14.9 | 14.9 | 14.9
| Absorption heat pump | [5 empty] | Absorption heat pump
Technology | Apartment complex, existing and new buildings | [5 empty] | Apartment complex, existing and new buildings
| 2015 | 2020 | 2030 | 2050 | Note | Ref | The green should be copied to TIMES:
Energy/technical data | [6 empty] | YEAR | START | EFF | Input~ELCC | LIFE | INVCOST | FIXOM | VAROM | CAP2ACT | AFA | FEMIS~RESSOx | FEMIS~RESNOx | FEMIS~RESCH4 | FEMIS~RESN2O | FEMIS~RESPM
Heat production capacity for one unit (kW) | 44 | 80 | 80 | 80 | H
Expected share of space heating demand covered by unit (%) | 100 | 100 | 100 | 100 | [7 empty] | kr/kW | kr/kW/year | kr/GJ | Factor | Factor | g/GJ | g/GJ | g/GJ | g/GJ | g/GJ
Expected share of hot tap water demand covered by unit (%) | 100 | 100 | 100 | 100 |  |  | 2015 | 2015 | 1.35 |  | 22 | 3047.7273 | 22.858 | 18 |  |  | 0 | 15 | 2 | 0 | 0
Total efficiency (%) net | 135 | 145 | 170 | 170 | B | 2.16 | 2020 |  | 1.45 |  | 22 | 1676.25 | 12.5719 | 18 |  |  | 0 | 10 | 1 | 0 | 0
Technical lifetime (years) | 22 | 22 | 22 | 22 | C |  | 2030 |  | 1.7 |  | 22 | 1583.125 | 12.5719 | 18 |  |  | 0 | 5 | 0.5 | 0 | 0
Environment | [6 empty] | 2050 |  | 1.7 |  | 22 | 1583.125 | 12.5719 | 18 |  |  | 0 | 5 | 0.5 | 0 | 0
SO2 (degree of desulphoring, %) | 0 | 0 | 0 | 0
NOX (g per GJ fuel) | 15 | 10 | 5 | 5 |  | 14
CH4 (g per GJ fuel) | 2 | 1 | 0.5 | 0.5 | I
N2O (g per GJ fuel) | 0 | 0 | 0 | 0 | I
Particles (g per GJ fuel) | 0 | 0 | 0 | 0 | I
Financial data (air/water) | Absorption heat pump, air-to-water
Specific investment (1000€/kW) | NA | NA | NA | NA | L
Specific investment (1000€/unit) | 18 | 18 | 17 | 17 | A,D
- hereof equipment (%) | 78%
- hereof installation (%) | 22%
Possible additional specific investment (1000€/unit) | 1.6 | 1.6 | 1.6 | 1.6 | G
Fixed O&M (€/unit/year) | 135 | 135 | 135 | 135 | C1
Variable costs O&M (€/unit/year) | 100 | 100 | 100 | 100 | C2
Specific investment in dkr/kW | 3047.7273 | 1676.25 | 1583.125 | 1583.125 | Heat production capacity
Specific investment in dkr/unit | 134100 | 134100 | 126650 | 126650 |  | kW
FIX O&M dkr/kW/year | 22.858 | 12.5719 | 12.5719 | 12.5719 | Check against the range for the "Heat production capacity for one unit (kW)" in the first row in the datasheet
Variable O&M in dkr/GJ | 18 | 18 | 18 | 18
| 20000 | kWh |  | 5 | kr/MWh
| 5555.5556 | MJ
| 5.5556 | GJ
400000000
72000000
Note on B29: Rikke Næraa: possible additionel specific investment not included
Note on B30: Rikke Næraa: possible additionel specific investment not included
Note on B56: Rikke Næraa: possible additionel specific investment not included
Note on B57: Rikke Næraa: possible additionel specific investment not included

## HP, gas absorpt,brine-to-water
Gas driven absorption heat pumps brine-to-water
|  |  | Currency |  | 7.45 | kr/€
| Absorption heat pump | [5 empty] | Absorption heat pump
Technology | One family house, new and existing buildings | [5 empty] | One family house, new and existing buildings
| 2015 | 2020 | 2030 | 2050 | Note | Ref | The green should be copied to TIMES:
Energy/technical data | [6 empty] | YEAR | START | EFF | Input~ELCC | LIFE | INVCOST | FIXOM | VAROM | CAP2ACT | AFA | FEMIS~RESSOx | FEMIS~RESNOx | FEMIS~RESCH4 | FEMIS~RESN2O | FEMIS~RESPM
Heat production capacity for one unit (kW) | 18 | 30 | 30 | 30 | I,K,L
Expected share of space heating demand covered by unit (%) | 100 | 100 | 100 | 100 | [7 empty] | kr/kW | kr/kW/year | kr/GJ | Factor | Factor | g/GJ | g/GJ | g/GJ | g/GJ | g/GJ
Expected share of hot tap water demand covered by unit (%) | 100 | 100 | 100 | 100 |  |  | 2015 | 2015 | 1.35 |  | 22 | 6456.6667 | 55.875 | 41.3889 |  |  | 0 | 15 | 2 | 0 | 0
Total efficiency (%) net | 135 | 145 | 170 | 170 | B |  | 2020 |  | 1.45 |  | 22 | 3625.6667 | 33.525 | 24.8333 |  |  | 0 | 10 | 1 | 0 | 0
Technical lifetime (years) | 22 | 22 | 22 | 22 | C2 |  | 2030 |  | 1.7 |  | 22 | 3129 | 33.525 | 24.8333 |  |  | 0 | 5 | 0.5 | 0 | 0
Environment | [6 empty] | 2050 |  | 1.7 |  | 22 | 3129 | 33.525 | 24.8333 |  |  | 0 | 5 | 0.5 | 0 | 0
SO2 (degree of desulphoring, %) | 0 | 0 | 0 | 0
NOX (g per GJ fuel) | 15 | 10 | 5 | 5 |  | 14
CH4 (g per GJ fuel) | 2 | 1 | 0.5 | 0.5 | J
N2O (g per GJ fuel) | 0 | 0 | 0 | 0 | J
Particles (g per GJ fuel) | 0 | 0 | 0 | 0 | J
Financial data (brine/water) | Absorption heat pump, brine-to-water
Specific investment (1000€/kW)
Specific investment (1000€/unit) | 15.6 | 14.6 | 12.6 | 12.6
- hereof equipment (%) | 64% | 61% | 55% | 55%
- hereof installation (%) | 36% | 39% | 45% | 45%
Possible additional specific investment (1000€/unit) | 6.4 | 6.4 | 6.4 | 6.4 | H, H2
Fixed O&M (€/unit/year) | 135 | 135 | 135 | 135 | C1
Variable O&M (€/unit/year) | 100 | 100 | 100 | 100 | C2
Specific investment in dkr/kW | 6456.6667 | 3625.6667 | 3129 | 3129 | Heat production capacity
Specific investment in dkr/unit | 116220 | 108770 | 93870 | 93870 |  | kW
FIX O&M dkr/kW/year | 55.875 | 33.525 | 33.525 | 33.525 | Check against the range for the "Heat production capacity for one unit (kW)" in the first row in the datasheet
Variable O&M in dkr/GJ | 41.3889 | 24.8333 | 24.8333 | 24.8333
| Absorption heat pump | [5 empty] | Absorption heat pump
Technology | Apartment complex, existing and new buildings | [5 empty] | Apartment complex, existing and new buildings
| 2015 | 2020 | 2030 | 2050 | Note | Ref | The green should be copied to TIMES:
Energy/technical data | [6 empty] | YEAR | START | EFF | Input~ELCC | LIFE | INVCOST | FIXOM | VAROM | CAP2ACT | AFA | FEMIS~RESSOx | FEMIS~RESNOx | FEMIS~RESCH4 | FEMIS~RESN2O | FEMIS~RESPM
Heat production capacity for one unit (kW) | 44 | 80 | 80 | 80 | H
Expected share of space heating demand covered by unit (%) | 100 | 100 | 100 | 100 | [7 empty] | kr/kW | kr/kW/year | kr/GJ | Factor | Factor | g/GJ | g/GJ | g/GJ | g/GJ | g/GJ
Expected share of hot tap water demand covered by unit (%) | 100 | 100 | 100 | 100 |  |  | 2015 | 2015 | 1.35 |  | 22 | 5587.5 | 22.858 | 0 |  |  | 0 | 15 | 2 | 0 | 0
Total efficiency (%) net | 135 | 145 | 170 | 170 | B | 2.16 | 2020 |  | 1.45 |  | 22 | 3073.125 | 12.5719 | 0 |  |  | 0 | 10 | 1 | 0 | 0
Technical lifetime (years) | 22 | 22 | 22 | 22 | C |  | 2030 |  | 1.7 |  | 22 | 2980 | 12.5719 | 0 |  |  | 0 | 5 | 0.5 | 0 | 0
Environment | [6 empty] | 2050 |  | 1.7 |  | 22 | 2980 | 12.5719 | 0 |  |  | 0 | 5 | 0.5 | 0 | 0
SO2 (degree of desulphoring, %) | 0 | 0 | 0 | 0
NOX (g per GJ fuel) | 15 | 10 | 5 | 5 |  | 14
CH4 (g per GJ fuel) | 2 | 1 | 0.5 | 0.5 | I
N2O (g per GJ fuel) | 0 | 0 | 0 | 0 | I
Particles (g per GJ fuel) | 0 | 0 | 0 | 0 | I
Financial data (brine/water)
Specific investment (1000€/kW) | NA | NA | NA | NA | L
Specific investment (1000€/unit) | 33 | 33 | 32 | 32 | A,D,E,F2;K
- hereof equipment (%) | 42 | 42
- hereof installation (%) | 58 | 58
Possible additional specific investment (1000€/unit) | 1,6+ 23 | 1,6+ 23 | 1,6+ 23 | 1,6+ 23 | F1, H
Fixed O&M (€/unit/year) | 135 | 135 | 135 | 135 | C1
Variable costs O&M (€/unit/year) | 100 | 100 | 100 | 100 | C2
Specific investment in dkr/kW | 5587.5 | 3073.125 | 2980 | 2980 | Heat production capacity
Specific investment in dkr/unit | 245850 | 245850 | 238400 | 238400 |  | kW
FIX O&M dkr/kW/year | 22.858 | 12.5719 | 12.5719 | 12.5719 | Check against the range for the "Heat production capacity for one unit (kW)" in the first row in the datasheet
Variable O&M in dkr/GJ

## Heat pump, gas engine air-water
Gas engine driven heat pump, air-to-water and brine-to-water
|  |  | Currency |  | 7.45 | kr/€
Apartment complex, existing and new buildings
0
Technology | Gas engine driven heat pump heat pump | [5 empty] | Gas engine driven heat pump heat pump
| 2015 | 2020 | 2030 | 2050 | Note | Ref | The green should be copied to TIMES:
Energy/technical data | [6 empty] | YEAR | START | EFF | Input~ELCC | LIFE | INVCOST | FIXOM | VAROM | CAP2ACT | AFA | FEMIS~RESSOx | FEMIS~RESNOx | FEMIS~RESCH4 | FEMIS~RESN2O | FEMIS~RESPM
Heat production capacity for one unit (kW) | 20-80 | 20-80 | 20-80 | 20-80 | A, K | 5
Expected share of space heating demand covered by unit (%) | 100 | 100 | 100 | 100 | [7 empty] | kr/kW | kr/kW/year | kr/GJ | Factor | Factor | g/GJ | g/GJ | g/GJ | g/GJ | g/GJ
Expected share of hot tap water demand covered by unit (%) | 100 | 100 | 100 | 100 |  |  | 2015 | 2015 | 1.5 |  | 12.5 | 596 | 20.115 | 14.9 |  |  | 0 | 115 | 5 | 0 | 0
Total efficiency (%) net | 150 | 155 | 155 | 160 |  | 14 | 2020 |  | 1.55 |  | 17.5 | 596 | 20.115 | 14.9 |  |  | 0 | 85 | 5 | 0 | 0
Technical lifetime (years) | 12.5 | 17.5 | 17.5 | 17.5 | B |  | 2030 |  | 1.55 |  | 17.5 | 596 | 20.115 | 14.9 |  |  | 0 | 55 | 5 | 0 | 0
Environment | [6 empty] | 2050 |  | 1.6 |  | 17.5 | 596 | 20.115 | 14.9 |  |  | 0 | 55 | 5 | 0 | 0
SO2 (degree of desulphoring, %) | 0 | 0 | 0 | 0
NOX (g per GJ fuel) | 115 | 85 | 55 | 55 | C | 15
CH4 (g per GJ fuel) | 5 | 5 | 5 | 5 | D
N2O (g per GJ fuel) | 0 | 0 | 0 | 0
Particles (g per GJ fuel) | 0 | 0 | 0 | 0
Financial data (air/water) | Gas engine driven heat pump heat pump, air-to-water
Specific investment (1000€/kW) | 0,5 - 1,4 | 0,5 -1,4 | 0,5 -1,4 | 0,5 -1,4 | L | 14
Specific investment (1000€/unit) | 4 | 4 | 4 | 4 | F,G,N
- hereof equipment (%) | 83 | 83 | 83 | 83
- hereof installation (%) | 17 | 17 | 17 | 17
Possible additional specific investment (1000€/unit) | 1.6 | 1.6 | 1.6 | 1.6 | J
Fixed O&M (€/unit/year) | 135 | 135 | 135 | 135 | I1
Variable costs O&M (€/unit/year) | 100 | 100 | 100 | 100 | I2
Specific investment in dkr/kW | 596 | 596 | 596 | 596
Specific investment in dkr/unit | 29800 | 29800 | 29800 | 29800 | 50 | kW
FIX O&M dkr/kW/year | 20.115 | 20.115 | 20.115 | 20.115 | Check against the range for the "Heat production capacity for one unit (kW)" in the first row in the datasheet
Variable O&M in dkr/GJ | 14.9 | 14.9 | 14.9 | 14.9

## Heat pump, gas engine Brine-wat
Gas engine driven heat pump, air-to-water and brine-to-water
|  |  | Currency |  | 7.45 | kr/€
Apartment complex, existing and new buildings
0
Technology | Gas engine driven heat pump heat pump | [6 empty] | Gas engine driven heat pump heat pump
| 2015 | 2020 | 2030 | 2050 | Note | Ref |  | The green should be copied to TIMES:
Energy/technical data | [7 empty] | YEAR | START | EFF | Input~ELCC | LIFE | INVCOST | FIXOM | VAROM | CAP2ACT | AFA | FEMIS~RESSOx | FEMIS~RESNOx | FEMIS~RESCH4 | FEMIS~RESN2O | FEMIS~RESPM
Heat production capacity for one unit (kW) | 20-80 | 20-80 | 20-80 | 20-80 | A, K | 5
Expected share of space heating demand covered by unit (%) | 100 | 100 | 100 | 100 | [8 empty] | kr/kW | kr/kW/year | kr/GJ | Factor | Factor | g/GJ | g/GJ | g/GJ | g/GJ | g/GJ
Expected share of hot tap water demand covered by unit (%) | 100 | 100 | 100 | 100 |  |  |  | 2015 | 2015 | 1.5 |  | 12.5 | 2831 | 20.115 | 14.9 |  |  | 0 | 115 | 5 | 0 | 0
Total efficiency (%) net | 150 | 155 | 155 | 160 |  | 14 |  | 2020 |  | 1.55 |  | 17.5 | 2831 | 20.115 | 14.9 |  |  | 0 | 85 | 5 | 0 | 0
Technical lifetime (years) | 12.5 | 17.5 | 17.5 | 17.5 | B |  |  | 2030 |  | 1.55 |  | 17.5 | 2831 | 20.115 | 14.9 |  |  | 0 | 55 | 5 | 0 | 0
Environment | [7 empty] | 2050 |  | 1.6 |  | 17.5 | 2831 | 20.115 | 14.9 |  |  | 0 | 55 | 5 | 0 | 0
SO2 (degree of desulphoring, %) | 0 | 0 | 0 | 0
NOX (g per GJ fuel) | 115 | 85 | 55 | 55 | C | 15
CH4 (g per GJ fuel) | 5 | 5 | 5 | 5 | D
N2O (g per GJ fuel) | 0 | 0 | 0 | 0
Particles (g per GJ fuel) | 0 | 0 | 0 | 0
Financial data (brine/water) | Gas engine driven heat pump heat pump, brine-to-water
Specific investment (1000€/kW) | 0,5 - 1,4 | 0,5 -1,4 | 0,5 -1,4 | 0,5 -1,4 | L | 14
Specific investment (1000€/unit) | 19 | 19 | 19 | 19 | F, G, N,O
- hereof equipment (%) | 51 | 51 | 51 | 51
- hereof installation (%) | 49 | 49 | 49 | 49
Possible additional specific investment (1000€/unit) | 1,6+23 | 1,6+23 | 1,6+23 | 1,6+23 | H, J
Fixed O&M (€/unit/year) | 135 | 135 | 135 | 135 | I1
Variable costs O&M (€/unit/year) | 100 | 100 | 100 | 100 | I2
Specific investment in dkr/kW | 2831 | 2831 | 2831 | 2831
Specific investment in dkr/unit | 141550 | 141550 | 141550 | 141550 | 50 | kW | Heat production capacity
FIX O&M dkr/kW/year | 20.115 | 20.115 | 20.115 | 20.115 | Check against the range for the "Heat production capacity for one unit (kW)" in the first row in the datasheet
Variable O&M in dkr/GJ | 14.9 | 14.9 | 14.9 | 14.9

## Heat pump, gas adsorption
Gas driven adsorption heat pumps, air-to-water and brine-to-water
|  |  | Currency |  | 7.45 | kr/€
| Absorption heat pump, brine-to-water | [6 empty] | Absorption heat pump, brine-to-water
Technology | Absorption heat pump, brine-to-water | [6 empty] | Absorption heat pump, brine-to-water
| 2015 | 2020 | 2030 | 2050 | Note | Ref |  | The green should be copied to TIMES:
Energy/technical data | [7 empty] | YEAR | START | EFF | Input~ELCC | LIFE | INVCOST | FIXOM | VAROM | CAP2ACT | AFA | FEMIS~RESSOx | FEMIS~RESNOx | FEMIS~RESCH4 | FEMIS~RESN2O | FEMIS~RESPM
Heat production capacity for one unit (kW) | 1,5-15 |  |  |  | E; H
Expected share of space heating demand covered by unit (%) | 100 | 100 | 100 | 100 | [8 empty] | kr/kW | kr/kW/year | kr/GJ | Factor | Factor | g/GJ | g/GJ | g/GJ | g/GJ | g/GJ
Expected share of hot tap water demand covered by unit (%) | 100 | 100 | 100 | 100 |  |  |  | 2015 | 2015 | 1.35 |  | 20 | 13037.5 | 125.7188 | 93.125 |  |  | 0 | 20 | 2 | 0 | 0
Total efficiency (%) net | 135 | 135 | 135 | 135 | B | /5/, /17/ |  | 2020 |  | 1.35 |  | 20 | 13037.5 | 125.7188 | 93.125 |  |  | 0 | 10 | 1 | 0 | 0
Technical lifetime (years) | 20 | 20 | 20 | 20 | F |  |  | 2030 |  | 1.35 |  | 20 | 13037.5 | 125.7188 | 93.125 |  |  | 0 | 5 | 0.5 | 0 | 0
Environment | [7 empty] | 2050 |  | 1.35 |  | 20 | 13037.5 | 125.7188 | 93.125 |  |  | 0 | 5 | 0.5 | 0 | 0
SO2 (degree of desulphoring, %) | 0 | 0 | 0 | 0
NOX (g per GJ fuel) | 20 | 10 | 5 | 5 | D
CH4 (g per GJ fuel) | 2 | 1 | 0.5 | 0.5 | D
N2O (g per GJ fuel) | 0 | 0 | 0 | 0
Particles (g per GJ fuel) | 0 | 0 | 0 | 0
Financial data | [5 empty] | Average
Specific investment (1000€/kW) | 1.75 | 1.75 | 1.75 | 1.75 | I | kW | 0
Specific investment (1000€/unit) | 14 | 14 | 14 | 14 | A, H
- hereof equipment (%) | 71 | 71 | 71 | 71
- hereof installation (%) | 29 | 29 | 29 | 29
Possible additional specific investment (1000€/unit) | 1.6 | 1.6 | 1.6 | 1.6 | A, B
Fixed O&M (€/kW/year) | 135 | 135 | 135 | 135
Variable costs O&M (€/MWh) | 100 | 100 | 100 | 100
Specific investment in dkr/kW | 13037.5 | 13037.5 | 13037.5 | 13037.5 | Heat production capacity
Specific investment in dkr/unit | 104300 | 104300 | 104300 | 104300 | 8 | kW
FIX O&M dkr/kW/year | 125.7188 | 125.7188 | 125.7188 | 125.7188 | Check against the range for the "Heat production capacity for one unit (kW)" in the first row in the datasheet
Variable O&M in dkr/GJ | 93.125 | 93.125 | 93.125 | 93.125

## Heat pump, ventilation
10. Electrical heat pump, ventilation
Technology | Heat pump, ventilation
One-family house, new building
| 2015 | 2020 | 2030 | 2050 | Note | Ref
Energy/technical data
Heat production capacity for one unit (kW) | 2 | 2 | 2 | 2
Expected share of space heating demand covered by unit (%) | 40 | 40 | 40 | 40 | A
Expected share of hot tap water demand covered by unit (%) | 0 | 0 | 0 | 0 | B
Total efficiency, annual average, net (%) | 300 | 310 | 340 | 350 |  | 1, 2, 4
Technical lifetime (years) | 20 | 20 | 20 | 20 |  | 4
Environment
SO2 (g per GJ fuel) | For electric heat pumps, the emissions depend on how the electricity is produced. Emission factors for electricity in Denmark can for instance be found in socio-economic assumptions for energy projects published by the Danish Energy Authority (www.ens.dk - Fremskrivninger - Samfundsøkonomiske beregningsforudsætnigner).
NOX (g per GJ fuel)
CH4 (g per GJ fuel)
N2O (g per GJ fuel)
Particles (g per GJ fuel)
Financial data
Specific investment (1000€/kW)
Specific investment (1000€/unit) | 2.5 | 2.4 | 2.2 | 2.1 | C, D | 2, 4
- hereof equipment (%) | 90 | 90 | 90 | 90 | D
- hereof installation (%) | 10 | 10 | 10 | 10 | D
Possible additional specific investment (1000€/unit)
Fixed O&M (€/unit/year) | 44 | 44 | 44 | 44 | E | 2
Variable O&M (€/GJ)
Technology | Heat pump, ventilation
Apartment complex, new building
| 2015 | 2020 | 2030 | 2050 | Note | Ref
Energy/technical data
Heat production capacity for one unit (kW) | 14-200 | 14-200 | 14-200 | 14-200
Expected share of space heating demand covered by unit (%) | 40 | 40 | 40 | 40 | A
Expected share of hot tap water demand covered by unit (%) | 0 | 0 | 0 | 0
Total efficiency, annual average, net (%) | 300 | 310 | 340 | 350 |  | 1, 2, 4
Technical lifetime (years) | 20 | 20 | 20 | 20 |  | 4
Environment
SO2 (g per GJ fuel) | For electric heat pumps, the emissions depend on how the electricity is produced. Emission factors for electricity in Denmark can for instance be found in socio-economic assumptions for energy projects published by the Danish Energy Authority (www.ens.dk - Fremskrivninger - Samfundsøkonomiske beregningsforudsætnigner).
NOX (g per GJ fuel)
CH4 (g per GJ fuel)
N2O (g per GJ fuel)
Particles (g per GJ fuel)
Financial data
Specific investment (1000€/kW) | 1 | 1 | 0.9 | 0.9 | C | 2, 4
Specific investment (1000€/unit)
- hereof equipment (%)
- hereof installation (%)
Possible additional specific investment (1000€/unit)
Fixed O&M (€/unit/year) | 135 | 135 | 135 | 135 | E | 2
Variable O&M (€/GJ)

## Electric heating
12. Electric heating
|  |  | Currency | 7.45 | kr/€
Technology | Electric heating | [6 empty] | Electric heating
| One-family house, new building | [6 empty] | One-family house, new building
| 2015 | 2020 | 2030 | 2050 | Note | Ref |  | The green should be copied to TIMES:
Energy/technical data | [7 empty] | YEAR | START | EFF | Input~ELCC | LIFE | INVCOST | FIXOM | VAROM | CAP2ACT | AFA | FEMIS~RESSOx | FEMIS~RESNOx | FEMIS~RESCH4 | FEMIS~RESN2O | FEMIS~RESPM
Heat production capacity for one unit (kW) | 5 | 5 | 5 | 5
Expected share of space heating demand covered by unit (%) | 100 | 100 | 100 | 100 | [8 empty] | kr/kW | kr/kW/year | kr/GJ | Factor | Factor | g/GJ | g/GJ | g/GJ | g/GJ | g/GJ
Expected share of hot tap water demand covered by unit (%) | 100 | 100 | 100 | 100 |  |  |  | 2015 | 2015 | 1 |  | 30 | 5960 | 74.5 | 0
Total efficiency, annual average, net (%) | 100 | 100 | 100 | 100 | A |  |  | 2020 |  | 1 |  | 30 | 5960 | 74.5 | 0
Technical lifetime (years) | 30 | 30 | 30 | 30 |  |  |  | 2030 |  | 1 |  | 30 | 5960 | 74.5 | 0
Environment | [7 empty] | 2050 |  | 1 |  | 30 | 5960 | 74.5 | 0
SO2 (g per GJ fuel) | For electric heating, the emissions depend on how the electricity is produced. Emission factors for electricity in Denmark can for instance be found in socio-economic assumptions for energy projects published by the Danish Energy Authority (www.ens.dk - Fremskrivninger - Samfundsøkonomiske beregningsforudsætnigner).
NOX (g per GJ fuel)
CH4 (g per GJ fuel)
N2O (g per GJ fuel)
Particles (g per GJ fuel)
Financial data
Specific investment (1000€/kW)
Specific investment (1000€/unit) | 4 | 4 | 4 | 4 | D | 6
- hereof equipment (%) | 70 | 70 | 70 | 70 |  | 6
- hereof installation (%) | 30 | 30 | 30 | 30 |  | 6
Possible additional specific investment (1000€/unit)
Fixed O&M (€/kW/year) | 10 | 10 | 10 | 10 | C
Variable O&M (€/GJ)
Specific investment in dkr/kW | 5960 | 5960 | 5960 | 5960 | Heat production capacity
Specific investment in dkr/unit | 29800 | 29800 | 29800 | 29800 | 5 | kW
FIX O&M dkr/kW/year | 74.5 | 74.5 | 74.5 | 74.5 | Boiler size, Check against the range for the "Heat production capacity for one unit (kW)" in the first row in the datasheet
Variable O&M in dkr/GJ | 0 | 0 | 0 | 0
Technology | Electric heating | [6 empty] | Technology | Electric heating
| Apartment complex, new building | [7 empty] | Apartment complex, new building
| 2015 | 2020 | 2030 | 2050 | Note | Ref |  | The green should be copied to TIMES:
Energy/technical data | [7 empty] | YEAR | START | EFF | Input~ELCC | LIFE | INVCOST | FIXOM | VAROM | CAP2ACT | AFA | FEMIS~RESSOx | FEMIS~RESNOx | FEMIS~RESCH4 | FEMIS~RESN2O | FEMIS~RESPM
Heat production capacity for one unit (kW) | 400 | 400 | 400 | 400 | B
Expected share of space heating demand covered by unit (%) | 100 | 100 | 100 | 100 | [8 empty] | kr/kW | kr/kW/year | kr/GJ | Factor | Factor | g/GJ | g/GJ | g/GJ | g/GJ | g/GJ
Expected share of hot tap water demand covered by unit (%) | 100 | 100 | 100 | 100 |  |  |  | 2015 | 2015 | 0.98 |  | 20 | 1125 | 1.1 | 0.8
Total efficiency, annual average, net (%) | 95 | 95 | 95 | 95 | A |  |  | 2020 |  | 0.99 |  | 20 | 1125 | 1.07 | 0.9
Technical lifetime (years) | 30 | 30 | 30 | 30 |  |  |  | 2030 |  | 0.99 |  | 20 | 1050 | 1.02 | 1
Environment | [7 empty] | 2050 |  | 0.99 |  | 20 | 975 | 0.92 | 1
SO2 (g per GJ fuel) | For electric heating, the emissions depend on how the electricity is produced. Emission factors for electricity in Denmark can for instance be found in socio-economic assumptions for energy projects published by the Danish Energy Authority (www.ens.dk - Fremskrivninger - Samfundsøkonomiske beregningsforudsætnigner).
NOX (g per GJ fuel)
CH4 (g per GJ fuel)
N2O (g per GJ fuel)
Particles (g per GJ fuel)
Financial data
Specific investment (1000€/kW)
Specific investment (1000€/unit) | 266 | 266 | 266 | 266 | B, D | 6
- hereof equipment (%) | 70 | 70 | 70 | 70 |  | 6
- hereof installation (%) | 30 | 30 | 30 | 30 |  | 6
Possible additional specific investment (1000€/unit)
Fixed O&M (€/kW/year) | 10 | 10 | 10 | 10 | C
Variable O&M (€/GJ)
Specific investment in dkr/kW | 4954.25 | 4954.25 | 4954.25 | 4954.25 | Heat production capacity
Specific investment in dkr/unit | 1981700 | 1981700 | 1981700 | 1981700 | 400 | kW
FIX O&M dkr/kW/year | 74.5 | 74.5 | 74.5 | 74.5 | Boiler size, Check against the range for the "Heat production capacity for one unit (kW)" in the first row in the datasheet
Variable O&M in dkr/GJ | 0 | 0 | 0 | 0
0.0745
0
References: | [7 empty] | 0
1 Forsyningskatalog 1988. | [7 empty] | The green should be copied to TIMES:
2 Dansk Elforsyningsstatistik 2008. | [7 empty] | YEAR | START | EFF | Input~ELCC | LIFE | INVCOST | FIXOM | VAROM | CAP2ACT | AFA | FEMIS~RESSOx | FEMIS~RESNOx | FEMIS~RESCH4 | FEMIS~RESN2O | FEMIS~RESPM
3 1975 – 1990 Publikationer fra DEFU Concerning electric heating. Here are also reports on storage heaters.
4 http://www.dimplex.co.uk/products/domestic_heating/installed_ heating/storage_heaters/index.htm. | [12 empty] | kr/kW | kr/kW/year | kr/GJ | Factor | Factor | g/GJ | g/GJ | g/GJ | g/GJ | g/GJ
[8 empty] | 0 | 0 | 0 |  | 0 | 0 | 0 | 0
[8 empty] | 0 |  | 0 |  | 0 | 0 | 0 | 0
5 http://www.lk.dk/Lauritz+Knudsen/privat/det-intelligente-hjem/det-intelligente-hjem.page? | [7 empty] | 0 |  | 0 |  | 0 | 0 | 0 | 0
6 Peter Strøm from “EL-Strøm A/S”, personnaly communication. | [7 empty] | 0 |  | 0 |  | 0 | 0 | 0 | 0
Notes:
A Annual efficiency based on 100 % space heating efficiency and hot water efficiency. In addition, distribution heat losses compared to water based heating systems are saved, typically in the range of 5-10 %.
B Assuming 150 apartments.
C Assuming change of heating elements in the hot water tank every 10 years.
D The price includes the complete system including room heaters and hot tap water preparation.
0
0
The green should be copied to TIMES:
[8 empty] | YEAR | START | EFF | Input~ELCC | LIFE | INVCOST | FIXOM | VAROM | CAP2ACT | AFA | FEMIS~RESSOx | FEMIS~RESNOx | FEMIS~RESCH4 | FEMIS~RESN2O | FEMIS~RESPM
[13 empty] | kr/kW | kr/kW/year | kr/GJ | Factor | Factor | g/GJ | g/GJ | g/GJ | g/GJ | g/GJ
[8 empty] | 0 | 0 | 0 |  | 0 | 0.2 | 0.5 | 0
[8 empty] | 0 |  | 0 |  | 0 | 0.2 | 0.5 | 0
[8 empty] | 0 |  | 0 |  | 0 | 0.2 | 0.5 | 0
[8 empty] | 0 |  | 0 |  | 0 | 0.2 | 0.5 | 0
Technology | 41 Heat only generation tech (boilers, heat pumps, geothermal) Electric boilers, 400 or 690 V, 0.06-5 MW; 10 or 15 kV, >10 MW
| 2015 | 2020 | 2030 | 2050 | Uncertainty (2020) |  | Uncertainty (2050) |  | Note | Ref
Energy/technical data |  |  |  |  | Lower | Upper | Lower | Upper
Heat generation capacity for one unit (MW) | 5 |  |  |  | 1 | 25 | 1 | 25
Total efficiency, net (%), name plate | 98 | 99 | 99 | 99 | 98 | 99 | 99 | 99 |  | 1
Total efficiency , net (%), annual average | 98 | 99 | 99 | 99 | 98 | 99 | 99 | 99 |  | 1
Electricity consumption for pumps etc. (% of heat gen) | 0.5 | 0.5 | 0.5 | 0.5 | 0.1 | 0.5 | 0.1 | 0.5 |  | 1
Forced outage (%) | 1 | 1 | 1 | 1 | 0.5 | 1 | 0.5 | 1 | E | 1
Planned outage (weeks per year) | 0.2 | 0.2 | 0.2 | 0.2 | 0.2 | 0.2 | 0.2 | 0.2 | E | 1
Technical lifetime (years) | 20 | 20 | 20 | 20 | 20 | 20 | 20 | 20 |  | 1
Construction time (years) | 0.5 | 0.5 | 0.5 | 0.5 | 0.5 | 1 | 0.5 | 1 |  | 1
Regulation ability
Primary regulation (% per 30 seconds) | 100 | 100 | 100 | 100 | 100 | 100 | 100 | 100 |  | 1
Secondary regulation (% per minute) | 100 | 100 | 100 | 100 | 100 | 100 | 100 | 100 |  | 1
Minimum load (% of full load) | 5 | [8 empty] | 1
Warm start-up time (hours) | 0.008 | [8 empty] | 2
Cold start-up time (hours) | 0.08 | [8 empty] | 2
Environment
SO2 (g per GJ fuel) | Cf. the utilized electricity
NOX (g per GJ fuel)
CH4 (g per GJ fuel)
N2O (g per GJ fuel)
Particles (g per GJ fuel)
Financial data
Nominal investment (M€ per MW), 400/690 V; 1-5 MW | 0.15 | 0.15 | 0.14 | 0.13 | 0.1 | 0.25 | 0.1 | 0.25 | A | 1
- of which equipment | 0.12 | 5960 | 5960 | 5960 | 0.08 | 0.2 | 0.08 | 0.2 | B | 1
- of which installation | 0.03 | 0.03 | 0.03 | 0.03 | 0.02 | 0.05 | 0.02 | 0.05 | D | 1
Nominal investment (M€ per MW); 10/15 kV; >10 MW | 0.07 | 0.07 | 0.06 | 0.06 | 0.02 | 0.17 | 0.02 | 0.17 | A | 1
- of which equipment | 0.06 | 0.06 | 0.05 | 0.06 | 0.02 | 0.14 | 0.02 | 0.14 | C | 1
- of which installation | 0.01 | 0.01 | 0.01 | 0.01 | 0 | 0.03 | 0 | 0.03 | D | 1
Fixed O&M (€/MW/year) | 1100 | 1070 | 1020 | 920 | 1000 | 1100 | 900 | 1000 | A | 1
Variable O&M (€/MWh) | 0.8 | 0.9 | 1 | 1 | 0.5 | 0.9 | 0.5 | 1 |  | 1
- of which is electricity costs (€/MWh) | 0.3 | 0.4 | 0.5 | 0.8 | 0.1 | 0.4 | 0.2 | 0.8 | F
- of which is other O&M costs (€/MWh) | 0.5 | 0.5 | 0.5 | 0.4 | 0.4 | 0.5 | 0.3 | 0.5 | A | 1
Technology specific data
Startup costs (€/MW/startup) | 0 | 0 | 0 | 0 | 0 | 0 | 0 | 0 |  | 1

## Micro CHP, natural gas FC
13. Micro CHP - natural gas fuel cell
Technology | Micro CHP - Natural gas fuel cell
One-family house, existing and new building
| 2015 | 2020 | 2030 | 2050 | Note | Ref
Energy/technical data
Heat production capacity for one unit (kW) | 1.5-20 | 1.5-20 | 1.5-20 |  | C | 1, 2, 3
Electricity generation capacity for one unit (kW) | 0.7-1.5 | 0.7-1.5 | 0.7-1.5 |  |  | 1
Expected share of space heating demand covered by unit (%) | 50-100 | 50-100 | 50-100 |  | D
Expected share of hot tap water demand covered by unit (%) | 30/40-100 | 30/40-100 | 30/40-100 |  | D, G, I
Electric efficiency, annual average, net (%) | 35-40 | 40-50 | 40-55 |  | H | 1
Heat efficiency, annual average, net (%) | 50-60 | 50-55 | 50-55 |  | H | 1
Total efficiency, annual average, net (%) | 85-90 | 95-100 | 95-102 |  | H | 1
Technical lifetime (years) | > 7 | > 10 | > 10 |  |  | 6
Environment
SO2 (g per GJ fuel) | 0 | 0 | 0
NOX (g per GJ fuel) | 2 | 2 | 2 |  |  | 1, 4, 7
CH4 (g per GJ fuel) | 0.5 - 2 | 0.5 - 2 | 0.5 - 2 |  | F | 1, 4, 7
N2O (g per GJ fuel) | 0 | 0 | 0
Particles (g per GJ fuel) | 0 | 0 | 0 |  |  | 7
Financial data
Specific investment (1000€/unit) | 7-35 | 4.4 | 2.6 |  | A, B | 1, 5
- hereof equipment (%) | 80 | 80 | 80
- hereof installation (%) | 20 | 20 | 20
Possible additional specific investment (1000€/unit) | 0.5-4.5 | 0.5-4.5 | 0.5-4.5 |  | E
Fixed O&M (€/kW/year) | NA | NA | NA
Variable O&M (€/GJ) | NA | NA | NA

## Micro CHP, hydrogen FC
14. Micro CHP - hydrogen fuel cell
Technology | Micro CHP - Hydrogen fuel cell
One-family house, existing and new building
| 2015 | 2020 | 2030 | 2050 | Note | Ref
Energy/technical data
Heat production capacity for one unit (kW) | 1.6 | 1.6 | 1.6 |  | A | 3
Electricity generation capacity for one unit (kW) | 1.4 | 1.4 | 1.4 |  |  | 3
Expected share of space heating demand covered by unit (%) | 50-70 | 50-70 | 50-70 |  | D
Expected share of hot tap water demand covered by unit (%) | 50-70 | 50-70 | 50-70 |  | D
Electric efficiency, annual average, net (%) | 45-50 | 48-53 | 52-57 |  | E | 1
Heat efficiency, annual average, net (%) | 35-45 | 38-50 | 40-50 |  | E | 1
Total efficiency, annual average, net (%) | 85-90 | 90-98 | 95-102 |  | C, E | 1
Efficiency in electrolyzer, annual average, net (%) | 60-80 | 75-90 | 80-97 |  |  | 2, 4
Technical lifetime (years) | 7 | > 10 | > 10 |  | B | 1
Environment
SO2 (g per GJ fuel) | The emissions from hydrogen fuel cell micro CHP units depend on how the electricity used for hydrogen production in the electrolyzer is produced. If the electricity is "surplus electricity" from e.g. wind power, the emissions are zero. For average Danish emission factors for electricity, see www.ens.dk - Fremskrivninger - Samfundsøkonomiske beregningsforudsætnigner
NOX (g per GJ fuel)
CH4 (g per GJ fuel)
N2O (g per GJ fuel)
Particles (g per GJ fuel)
Financial data
Specific investment (1000€/unit) | 10.5 | 4.4 | 2.6 |  |  | 1
- hereof equipment (%) | 65 | 70 | 70
- hereof installation (%) | 35 | 30 | 30
Possible additional specific investment (1000€/unit) | 0.5-4.5 | 0.5-4.5 | 0.5-4.5 |  | F
Fixed O&M (€/kW/year) | NA | NA | NA
Variable O&M (€/GJ) | NA | NA | NA

## Micro CHP - Stirling engine
15. Micro CHP - Stirling engine
Technology | Micro CHP - Stirling engine
One-family house, existing building
| 2015 | 2020 | 2030 | 2050 | Note | Ref
Energy/technical data
Heat production capacity for one unit (kW) | 7-12 | 6-10 | 5-6 |  | A
Electricity generation capacity for one unit (kW) | 1 | 1 | 1
Expected share of space heating demand covered by unit (%) | 70-90 | 70-90 | 70-90 |  | C
Expected share of hot tap water demand covered by unit (%) | 50-70 | 50-70 | 50-70 |  | C
Electric efficiency, annual average, net (%) | 12 | 14 | 16 |  |  | -4
Heat efficiency, annual average, net (%) | 75-80 | 75-85 | 75-90 |  |  | -4
Total efficiency, annual average, net (%) | 87-92 | 89-99 | 91-106 |  |  | -4
Technical lifetime (years) | 10 | > 10 | > 10
Environment
SO2 (g per GJ fuel) | 0 | 0 | 0
NOX (g per GJ fuel) | 15-25 | 10-20 | 10-20 |  | B | 3
CH4 (g per GJ fuel) | 0 | 0 | 0 |  |  | 3
N2O (g per GJ fuel) | 0 | 0 | 0
Particles (g per GJ fuel) | 0 | 0 | 0
Financial data
Specific investment (1000€/unit) | 10-14 | 6-8 | 5 |  |  | 1, 2
- hereof equipment (%) | 70 | 70 | 70
- hereof installation (%) | 30 | 30 | 30
Possible additional specific investment (1000€/unit) | 0.5-4.5 | 0.5-4.5 | 0.5-4.5 |  | C
Fixed O&M (€/kW/year) | NA | NA | NA
Variable O&M (€/GJ) | 0.5-1 | 0.5-1 | 0.5-1 |  |  | 3
Technology | Micro CHP - Stirling engine
One-family house, new building
| 2015 | 2020 | 2030 | 2050 | Note | Ref
Energy/technical data
Heat production capacity for one unit (kW) | 7-12 | 6-10 | 5-6 |  | A
Electricity generation capacity for one unit (kW) | 1 | 1 | 1
Expected share of space heating demand covered by unit (%) | 80-100 | 80-100 | 80-100 |  | C
Expected share of hot tap water demand covered by unit (%) | 70-100 | 70-100 | 70-100 |  | C
Electric efficiency, annual average, net (%) | 12 | 14 | 16 |  |  | -4
Heat efficiency, annual average, net (%) | 75-80 | 75-85 | 75-90 |  |  | -4
Total efficiency, annual average, net (%) | 87-92 | 89-99 | 91-106 |  |  | -4
Technical lifetime (years) | 15 | > 15 | > 15 |  | D
Environment
SO2 (g per GJ fuel) | 0 | 0 | 0
NOX (g per GJ fuel) | 15-25 | 10-20 | 10-20 |  | B | 3
CH4 (g per GJ fuel) | 0 | 0 | 0 |  |  | 3
N2O (g per GJ fuel) | 0 | 0 | 0
Particles (g per GJ fuel) | 0 | 0 | 0
Financial data
Specific investment (1000€/unit) | 10-14 | 6-8 | 5 |  |  | 1, 2
- hereof equipment (%) | 70 | 70 | 70
- hereof installation (%) | 30 | 30 | 30
Possible additional specific investment (1000€/unit) | 0.5-4.5 | 0.5-4.5 | 0.5-4.5 |  | C
Fixed O&M (€/kW/year) | NA | NA | NA
Variable O&M (€/GJ) | 0.5-1 | 0.5-1 | 0.5-1 |  |  | 3
Technology | Mini CHP - Stirling engine
Apartment complex, (existing) and new buildings
| 2015 | 2020 | 2030 | 2050 | Note | Ref
Energy/technical data
Heat production capacity for one unit (kW) | 15 | 14 | 13 |  | A, D, E
Electricity generation capacity for one unit (kW) | 7 | 7 | 7 |  | A
Expected share of space heating demand covered by unit (%) | 70-90 | 70-90 | 70-90 |  | B, C
Expected share of hot tap water demand covered by unit (%) | 30-50 | 30-50 | 30-50 |  | B, C
Electric efficiency, annual average, net (%) | 25 | 27 | 30 |  |  | 1
Heat efficiency, annual average, net (%) | 55 | 55 | 55 |  |  | 1
Total efficiency, annual average, net (%) | 80 | 82 | 85 |  |  | 1
Technical lifetime (years) | 10 | > 10 | > 10
Environment
SO2 (g per GJ fuel) | 0 | 0 | 0
NOX (g per GJ fuel) | 20 | 10-20 | 10-20 |  |  | 1
CH4 (g per GJ fuel) | 1 | 1 | 1 |  |  | 1
N2O (g per GJ fuel) | 0 | 0 | 0
Particles (g per GJ fuel) | 0 | 0 | 0
Financial data
Specific investment (1000€/unit) | 20 | 18 | 15
- hereof equipment (%) | 75 | 75 | 75
- hereof installation (%) | 25 | 25 | 25
Possible additional specific investment (1000€/kW) | 0.2 | 0.2 | 0.2 |  | C
Fixed O&M (€/kW/year) | NA | NA | NA
Variable O&M (€/GJ) | 0.6-0.8 | 0.6-0.8 | 0.6-0.8 |  |  | 2

## Micro CHP - Gas engine
16. Micro CHP - Gas engine
Technology | Micro CHP - Gas engine
One-family house, existing building
| 2015 | 2020 | 2030 | 2050 | Note | Ref
Energy/technical data
Heat production capacity for one unit (kW) | 3.2 | 3.2 | 3.2 |  | C | 2
Electricity generation capacity for one unit (kW) | 1 | 1 | 1 |  |  | 2
Expected share of space heating demand covered by unit (%) | 60-80 | 60-85 | 60-85 |  | A
Expected share of hot tap water demand covered by unit (%) | 40-60 | 40-60 | 40-65 |  | A
Electric efficiency, annual average, net (%) | 20 | 22 | 25 |  |  | 2
Heat efficiency, annual average, net (%) | 65 | 70 | 70-75 |  |  | 2
Total efficiency, annual average, net (%) | 85 | 92 | 95-100 |  |  | 2
Technical lifetime (years) | 10 | > 10 | > 10
Environment
SO2 (g per GJ fuel) | 0 | 0 | 0
NOX (g per GJ fuel) | 25 | 15 | 10 |  | B | 1
CH4 (g per GJ fuel) | 5 | 5 | 5 |  |  | 1
N2O (g per GJ fuel) | 0 | 0 | 0
Particles (g per GJ fuel) | 0 | 0 | 0
Financial data
Specific investment (1000€/unit) | 15 | 12 | 10 |  |  | 1, 2
- hereof equipment (%) | 70 | 70 | 70
- hereof installation (%) | 30 | 30 | 30
Possible additional specific investment (1000€/unit) | 0.5-4.5 | 0.5-4.5 | 0.5-4.5 |  | A
Fixed O&M (€/kW/year) | NA | NA | NA
Variable O&M (€/GJ) | 1.0-1.2 | 1.0-1.2 | 1.0-1.2 |  |  | 3
Technology | Mini CHP - Gas engine
Apartment complex, existing building
| 2015 | 2020 | 2030 | 2050 | Note | Ref
Energy/technical data
Heat production capacity for one unit (kW) | 25-300 | 25-300 | 25-300 |  |  | 1
Electricity generation capacity for one unit (kW) | 10-180 | 12-200 | 15-220 |  |  | 1
Expected share of space heating demand covered by unit (%) | 70-85 | 70-85 | 70-85 |  | A | 3
Expected share of hot tap water demand covered by unit (%) | 50-70 | 50-70 | 50-70 |  | A
Electric efficiency, annual average, net (%) | 28-36 | 30-38 | 32-40 |  |  | -1
Heat efficiency, annual average, net (%) | 55-60 | 55-62 | 55-64 |  |  | -1
Total efficiency, annual average, net (%) | 88-91 | 92-94 | 95-96 |  |  | -1
Technical lifetime (years) | 10-15 | 10-15 | 10-15
Environment
SO2 (g per GJ fuel) | 0 | 0 | 0
NOX (g per GJ fuel) | 20-100 | 1980-10-01 | 1950-10-01
CH4 (g per GJ fuel) | 80-760 | 50-500 | 30-250 |  |  | 2
N2O (g per GJ fuel) | 0.4-0.8 | < 0.5 | < 0.5 |  |  | 2
Particles (g per GJ fuel) | 0 | 0 | 0 |  |  | 2
Financial data
Specific investment (1000€/unit) | 25-120 | 25-120 | 25-120 |  |  | -1
- hereof equipment (%) | 70-80 | 70-80 | 70-80
- hereof installation (%) | 20-30 | 20-30 | 20-30
Possible additional specific investment (1000€/kW) | 0.2 | 0.2 | 0.2 |  | A
Fixed O&M (€/kW/year) | NA | NA | NA
Variable O&M (€/GJ) | 0.7-1.0 | 0.7-1.0 | 0.7-1.0 |  | B | 4
Technology | Micro CHP - Gas engine
One-family house, new building
| 2015 | 2020 | 2030 | 2050 | Note | Ref
Energy/technical data
Heat production capacity for one unit (kW) | 3.2 | 3.2 | 3 |  | C | 2
Electricity generation capacity for one unit (kW) | 1 | 1 | 1 |  |  | 2
Expected share of space heating demand covered by unit (%) | 70-90 | 75-95 | 80-100 |  | A
Expected share of hot tap water demand covered by unit (%) | 40-70 | 45-80 | 50-100 |  | A
Electric efficiency, annual average, net (%) | 20 | 22 | 25
Heat efficiency, annual average, net (%) | 65 | 70 | 70-75 |  |  | 2
Total efficiency, annual | 85 | 92 | 95-100 |  |  | 2
Technical lifetime (years) | 10 | > 10 | > 10
Environment
SO2 (g per GJ fuel) | 0 | 0 | 0
NOX (g per GJ fuel) | 25 | 15 | 10 |  | B | 1
CH4 (g per GJ fuel) | 5 | 5 | 5 |  |  | 1
N2O (g per GJ fuel) | 0 | 0 | 0
Particles (g per GJ fuel) | 0 | 0 | 0
Financial data
Specific investment (1000€/unit) | 15 | 12 | 10 |  |  | 1, 2
- hereof equipment (%) | 70 | 70 | 70
- hereof installation (%) | 30 | 30 | 30
Possible additional specific investment (1000€/unit) | 0.5-4.5 | 0.5-4.5 | 0.5-4.5 |  | A
Fixed O&M (€/kW/year) | NA | NA | NA
Variable O&M (€/GJ) | 1.0-1.2 | 1.0-1.2 | 1.0-1.2 |  |  | 3
Technology | Mini CHP - Gas engine
Apartment complex, new building
| 2015 | 2020 | 2030 | 2050 | Note | Ref
Energy/technical data
Heat production capacity for one unit (kW) | 10-150 | 10-150 | 10-150 |  |  | 1
Electricity generation capacity for one unit (kW) | 4-100 | 5-110 | 6-120 |  |  | 1
Expected share of space heating demand covered by unit (%) | 75-90 | 75-90 | 75-90 |  | A
Expected share of hot tap water demand covered by unit (%) | 50-70 | 50-70 | 50-70 |  | A
Electric efficiency, annual average, net (%) | 24-34 | 26-36 | 28-38 |  |  | -1
Heat efficiency, annual average, net (%) | 55-65 | 55-68 | 55-70 |  |  | -1
Total efficiency, annual average, net (%) | 88-90 | 91-94 | 93-98 |  |  | -1
Technical lifetime (years) | 10-15 | 10-15 | 10-15
Environment
SO2 (g per GJ fuel) | 0 | 0 | 0
NOX (g per GJ fuel) | 20-100 | 10-80 | 10-50 |  |  | 1
CH4 (g per GJ fuel) | 80-760 | 50-500 | 30-250 |  |  | 2
N2O (g per GJ fuel) | 0.4-0.8 | < 0.5 | < 0.5 |  |  | 2
Particles (g per GJ fuel) | 0 | 0 | 0 |  |  | 2
Financial data
Specific investment (1000€/unit) | 12-100 | 12-100 | 12-100 |  |  | 1
- hereof equipment (%) | 70 | 70 | 70
- hereof installation (%) | 30 | 30 | 30
Possible additional specific investment (1000€/kW) | 0.2 | 0.2 | 0.2 |  | A
Fixed O&M (€/kW/year) | NA | NA | NA
Variable O&M (€/GJ) | 0.7-1.0 | 0.7-1.0 | 0.7-1.0 |  | B | 3