## INS
Trans - Insert
~TFM_INS
| TimeSlice | LimType | Attribute | Year | Attrib_Cond | Val_Cond | NO1 | NO2 | Pset_Set | Pset_PN | Pset_PD | Pset_CI | Pset_CO | Cset_Set | Cset_CN | Cset_CD
\I: explanation should be incerted
\I: Unit
Note on E2: Insert Table

## UC_IMPEXP_BY
~UC_SETS: R_S: NO1, NO2
|  | Maximum activity of import export processes | [5 empty] | Maximum activity of export processes
|  | ~UC_T | [5 empty] | ~UC_T
UC_N | Pset_PN | Year | UC_ACT | UC_RHSTS~UP | UC_RHSTS~0~UP | UC_N | Pset_PN | Year | UC_ACT | UC_RHSTS~UP | UC_RHSTS~0~UP
\I: explanation should be incerted | [5 empty] | \I: explanation should be incerted
\I: Unit |  |  |  | PJ |  | \I: Unit |  |  |  | PJ
UC_Imp_BY_NO | IMPELC* | 2010 | 1 | 52.823 | 1
[6 empty] | UC_Exp_BY_NO | EXPELC* | 2010 | 1 | 25.646 | 1
UC_Imp_2012_NO | IMPELC* | 2012 | 1 | 15.084 |  | UC_Exp_2012_NO | EXPELC* | 2012 | 1 | 79.222
UC_Imp_2014_NO | IMPELC* | 2014 | 1 |  |  | UC_Exp_2014_NO | EXPELC* | 2014 | 1
Minimum activity of import export processes
~UC_T
UC_N | Pset_PN | Year | UC_ACT | UC_RHSTS~LO | UC_RHSTS~0~LO
\I: explanation should be incerted
\I: Unit |  |  |  | PJ
UC_Exp_BY_NO | EXPELC* | 2012 | 1 | 57 | 1
from ktoe to PJ
0.041868
Notes 24th of April 2017:
This constraint ensure that the import and export do not exceed historical values.

## UC_ElcBoilers__BY
~UC_SETS: R_S: NO1, NO2
From Ktoe to PJ
0.041868
Minimum activity of electric boliers
~UC_T
UC_N | Pset_PN | Year | UC_ACT | UC_RHSTS~LO | UC_RHSTS~0~LO
\I: explanation should be incerted
\I: Unit |  |  |  | PJ
UC_ElcBoilers_BY_NO | EHELCBO* | 2010 | 1 | 4.208 | 1
| EHELCBO* | 2011 | 1 | 3.273
| EHELCBO* | 2012 | 1 | 4.298
RAFS 6th February 2018:
Since the model was not using electric boilers and heat pumps I needed to force their activity

## GAS
~UC_Sets: R_E: NO1,NO2 |  |  |  |  | Relaxation factor |  | 0% | 0%
~UC_Sets: T_E:
[5 empty] | ~UC_T: UC_RHSRTS | [5 empty] | Conversion factor ktoe to PJ
UC_N | Pset_PN | Cset_CN | Attribute | Year | LimType | UC_FLO | NO1 | NO2 | UC_RHSRTS~0 | UC_Desc | 0.04 | ktoe/PJ
\I: Unit | [6 empty] | PJ | PJ
AU_NO_RESNGA_HIS | FT-* | RESSNG,RESNGA |  | 2015 | UP | 1 | 0.16 | 0.16 | 3 | Maximum Gas Consumption in the Residential sector
| FT-* | RESSNG,RESNGA |  | 2020 | UP | 1 | 0.16 | 0.16

## Calibration Results
| Fuel Consumption in energy plants |  |  |  | Elc generated |  |  |  | Heat generated |  |  |  | Fuel Consumed
|  | IEA | Eurostat | TIMES-AUT |  | IEA | Eurostat | TIMES-AUT |  | IEA | Eurostat | TIMES-AUT |  | Electricity Plants |  |  | CHP Plants |  |  | Heat-Only Plants |  |  | Tot
|  | (PJ) | (PJ) | (PJ) |  | (PJ) | (PJ) | (PJ) |  | (PJ) | (PJ) | (PJ) |  | IEA | Eurostat | TIMES-AUT | IEA | Eurostat | TIMES-AUT | IEA | Eurostat | TIMES-AUT | IEA | Eurostat | TIMES-AUT
| Coal | 1.1304 | 0.731 | - | Combustible Fuels | 19.6344 | 20.192 | 26.353 | Combustible Fuels | 15.355 | 15.355 | 14.39 |  | (PJ) | (PJ) | (PJ) | (PJ) | (PJ) | (PJ) | (PJ) | (PJ) | (PJ) | (PJ) | (PJ) | (PJ)
| Oil | 3.4332 | 3.471 | 1.853 | Coal | 0.378 |  |  | Coal | 0.258 |  |  | Coal
| Nat Gas | 33.2432 | 33.605 | 44.655 | Oil | 0.1116 |  |  | Oil | 2.977 |  | 1.76 | Oil
| Hydro | 420.3547 | 420.3 | 418.853 | Gas | 17.514 |  | 25.199 | Gas | 0.643 |  | 0.687 | Nat Gas
| Geo + Sol | 3.182 | 0 | 0 | Biofuels | 0.9252 |  |  | Biofuels | 3.315 |  | 3.584 | Geothermal & Solar
| Bio and Waste | 16.2867 | 16.302 | 13.583 | Waste | 0.7056 |  | 1.154 | Waste | 8.162 |  | 8.359 | Biofuels & Waste
[5 empty] | Nuclear | 0 | 0 |  | Nuclear | 0
[5 empty] | Hydro | 421.7472 | 418.853 | 418.853 | Hydro | 0
[5 empty] | Geothermal | 0 | 0 |  | Geothermal | 0
From Ktoe to PJ |  |  |  |  | PV | 0 | 0 |  | PV | 0
0.041868 | [8 empty] | Solar thermal | 0
[5 empty] | Wind | 3.1644 | 3.164 | 3.164 | Wind | 0
[5 empty] | Tide | 0 | 0 |  | Tide | 0
[5 empty] | Other | 0.558 | 0 | 0 | Other | 6.901 | 6.901 | 4.208
[5 empty] | Imp | 52.8228 | 52.823 | 52.823
[5 empty] | Exp | 25.6464 | 25.646 | 25.646
Delta
Note on T5: Raffaele Salvucci: This value is the total electricity generated by combustible fuels in power only and CHP plants
Note on AB5: Raffaele Salvucci: This value is the total heat generated by combustible fuels in heat only plants
Note on M8: Raffaele Salvucci: Do not trust this value since it represents the fuel bound and not the actual production
Note on M9: Raffaele Salvucci: Do not trust this value since it represents the fuel bound and not the actual production
Note on AI9: Raffaele Salvucci: Please note that in this cell PV fuel is included as output, so maybe the difference with IEA could be the eff, indeed if you divide the PV production by 0.15 you obtain something closer
Note on AC18: Raffaele Salvucci: Electric boilers nad heat pumps
Notes 30th of January 2018:
In this sheet a comparison between Eurostat statistics (Energy Balance), the IEA statistics and model results is carried out. In particular, fuel input to the power and heat sector, electricity and heat generation by plant type and fuel input to Power only, Heat only and CHP plants are analysed:
NGA consumption is a bit higher than statistics in the whole sector
Electric boilers and heat pumps do not come in play in DH production, so they are forced
Biofuels consumed in Power only plants is wood pellets (solid biomass) as we can see from the Eurostat energy balance. We do not have such plant modelled in the model and the contribution is very low. So I neglected the production from Biomass in power only plant
We also neglected coal power only plants, but it is a very low contribution
Since the model was not exporting but was importing until the upper bound, I decided to force the export with a LO bound

## Eurostat Energy Bal. 2010
[6 empty] | 0000 | 2000 | 2115 | 2116 | 2117 | 2118 | 2210 | 2112 | 2121 | 2122 | 2130 | 2230 | 2310 | 2330 | 2410 | 3000 | 3105 | 3106 | 3191 | 3192 | 3193 | 3214 | 3215 | 3220 | 3234 | 3235 | 3246 | 3247 | 3244 | 3250 | 3260 | 3270A | 3281 | 3282 | 3283 | 3285 | 3286 | 3295 | 4000 | 4100 | 4210 | 4220 | 4230 | 4240 | 5500 | 5510 | 5520 | 5535 | 5532 | 5534 | 5541 | 5544 | 5542 | 55431 | 5546 | 5547 | 5549 | 5548 | 5550 | 7200 | 7100 | 55432 | 5100 | 5200 | 6000
ktoe |  |  |  | Norway | 2010 | Total all products | Solid fuels | Anthracite | Coking coal | Other bituminous coal | Sub-bituminous coal | Lignite / Brown Coal | Patent Fuels | Coke oven coke | Gas coke | Coal tar | BKB | Peat | Peat products | Oil shale & oil sands | Oil (total) | Crude oil | Natural Gas Liguids | Refinery Feedstocks | Additives / Oxygenates | Other Hydrocarb. (w/o bio) | Refinery gas | Ethane | LPG | Motor Gasoline (w/o bio) | Aviation Gasoline | Gasoline Type Jet Fuel | Kerosene Type Jet Fuel | Other Kerosene | Naphtha | Gas/Diesel Oil (w/o bio) | Fuel Oil | White spirit and SBP | Lubricants | Bitumen | Petroleum Coke | Paraffin Waxes | Other Products | Gas | Natural gas | Coke oven gas | Blast furnace gas | Gasworks gas | Other recovered gas | Total Renewables | Hydro power | Wind power | Tide, wave and ocean | Solar thermal | Solar PV | Solid biomass | Charcoal | Biogas (all) | Municipal wastes (renew.) | Bio gasoline | Biodiesel | Bio jet kerosene | Other liquid biofuels | Geo-thermal | Wastes (non ren.) | Industrial wastes | Municial wastes (non-ren.) | Nuclear heat | Derived heat | Electricity
+ | Primary production |  |  |  | B_100100 | 207994.2199 | 1298.7007 | 0 | 0 | 1298.7007 | 0 | 0 | [5 empty] | 0 |  | 0 | 99825.0215 | 91137.8619 | 8571.1283 |  | 116.0313 | [18 empty] | 95208.1542 | 95208.1542 |  |  |  |  | 11519.9914 | 10038.693 | 75.5708 | 0 | 0 | 0 | 1233.4719 |  | 29.6885 | 142.5671 | 0 | 0 | 0 | 0 | 0 | 142.3522 | 2.7467 | 139.6054 | 0
+ | Primary production receipt |  |  |  | B_100110 | 0 | [14 empty] | 0 | [15 empty] | 0
+ | From other sources (Recovered products) |  |  |  | B_100200 | 0.88373 | 0 | 0 | 0 | 0 | 0 | 0 | 0 | 0 | 0 | 0 | 0 | 0 | 0 | 0 | 0.88373 |  |  |  | 0.88373 | [18 empty] | 0 | 0 |  |  | 0 | 0
| + | of which From Oil Products |  |  | B_150201 | 0 | 0 | [5 empty] | 0 | 0 | 0 | 0 | 0 |  | 0 | 0 | [23 empty] | 0 | 0 | 0 | 0 | 0 | 0
| + | of which From Natural Gas |  |  | B_150202 | 0 | 0 | [5 empty] | 0 | 0 | 0 | 0 | 0 |  | 0 | 0 | [23 empty] | 0 |  | 0 | 0 | 0 | 0
| + | of which From Renewables |  |  | B_150203 | 0.88373 | 0 | [5 empty] | 0 | 0 | 0 | 0 | 0 |  | 0 | 0 | 0.88373 |  |  |  | 0.88373 | [18 empty] | 0 | 0 | 0 | 0 | 0 | 0
| + | of which From Coal |  |  | B_150204 | 0 | [37 empty] | 0 | 0
+ | Recycled products |  |  |  | B_100210 | 0 | [14 empty] | 0 | [15 empty] | 0
+ | Imports |  |  |  | B_100300 | 8173.5215 | 754.4903 | 0 | 0 | 459.0618 | 0 | 0 | 0 | 295.4285 | 0 | 0 | 0 | 0 | 0 | 0 | 5995.653 | 1505.9473 | [5 empty] | 79.273 | 264.2591 | 275.6043 |  | 8.4551 | 274.219 | 58.6844 | 99.5987 | 1162.9884 | 1540.0783 | 13.5426 | 41.1293 | 312.9837 | 316.8291 |  | 42.0369 | 0 | 0 |  |  |  |  | 161.7226 |  |  |  | 0 |  | 45.4046 | 0 | 0 | 0 | 4.8008 | 110.6095 | 0 | 0.9315 | 0 | 0 | 0 | 0 |  | 0 | 1261.6557
+ | Stock changes |  |  |  | B_100400 | 21.8544 | -152.4076 | 0 | 0 | -148.9921 | 0 | 0 | 0 | -3.3916 | 0 | 0 | 0 | 0 | 0 | 0 | 139.2949 | -150.6879 | [5 empty] | -2.1974 | -66.0648 | 142.6388 |  |  | 59.5682 | -44.2581 | 41.9413 | 165.9979 | 18.1523 | 2.078 | 9.0284 | -0.9315 | -35.9463 |  |  | 34.967 | 34.967 | 0 | 0 | 0 | 0 | 0 | [5 empty] | 0 | 0 | 0 | 0 | 0 | 0 | 0 | 0 |  | 0 | 0 | 0
- | Exports |  |  |  | B_100500 | 181464.6269 | 1137.6469 | 0 | 0 | 1134.924 | 0 | 0 | 0 | 2.7228 | 0 | 0 | 0 | 0 | 0 | 0 | 92217.8752 | 79078.222 | [5 empty] | 351.2468 | 4798.5096 | 2119.0886 |  |  | 36.9733 | 134.8524 | 2137.9574 | 1972.4372 | 1572.5614 |  |  |  | 15.0473 |  | 0.95538 | 87489.849 | 87489.849 |  |  |  |  | 6.6877 |  |  |  | 0 |  | 6.6877 | 0 | 0 | 0 | 0 | 0 | 0 | 0 | 0 | 0 | 0 | 0 |  | 0 | 612.5442
- | Bunkers |  |  |  | B_100800 | 387.5275 | 0 | 0 | 0 | 0 | 0 | 0 | 0 | 0 | 0 | 0 | 0 | 0 | 0 | 0 | 387.5275 | [14 empty] | 192.6292 | 194.8983 | [6 empty] | 0 | 0
- | Direct use |  |  |  | B_100112
Gross inland consumption |  |  |  |  | B_100900 | 34338.3252 | 763.1365 | 0 | 0 | 473.8464 | 0 | 0 | 0 | 289.2901 | 0 | 0 | 0 | 0 | 0 | 0 | 13355.4266 | 13414.8992 | 8571.1283 |  | 116.8912 |  |  | -274.1712 | -4600.3153 | -1700.8455 |  | 8.4551 | 296.8138 | -120.45 | -1996.4173 | -836.1039 | -209.229 | 15.6205 | 50.1576 | 312.0522 | 265.8355 |  | 41.0815 | 7753.2722 | 7753.2722 | 0 | 0 | 0 | 0 | 11675.0502 | 10038.693 | 75.5708 | 0 | 0 | 0 | 1272.1888 | 0 | 29.6885 | 142.5671 | 4.8008 | 110.6095 | 0 | 0.9315 | 0 | 142.3522 | 2.7467 | 139.6054 | 0 | 0 | 649.0876
Transformation input |  |  |  |  | B_101000 | 15998.2803 | 76.8606 | 0 | 0 | 17.4596 | 0 | 0 | 0 | 59.401 | 0 | 0 | 0 | 0 | 0 | 0 | 14617.6077 | 12868.993 |  | 1548.8201 | 116.8912 |  |  |  | 13.2082 | [6 empty] | 69.6713 | 0 | [6 empty] | 802.6416 | 794.2343 | 0 | 8.4074 | 0 | 0 | 268.7255 |  |  |  | 0 |  | 143.9285 | 0 | 3.941 | 120.856 | 0 | 0 | 0 | 0 | 0 | 120.6411 | 2.7467 | 117.8943 | 0 | 39.0752 | 72.7525
+ | Conventional Thermal Power Stations |  |  |  | B_101001 | 1045.0702 | 17.4596 | 0 | 0 | 17.4596 | 0 | 0 | 0 | 0 | 0 | 0 | 0 | 0 | 0 | 0 | 3.0811 | [14 empty] | 3.0811 | 0 | [6 empty] | 785.9224 | 778.0644 | 0 | 7.858 | 0 | 0 | 114.6221 |  |  |  | 0 |  | 30.3573 |  | 2.1018 | 82.163 | 0 | 0 | 0 | 0 | 0 | 84.9097 | 2.7467 | 82.163 |  | 39.0752
| + | Main Activity Producer Conventional Thermal Power Stations |  |  | B_101021 | 191.7455 | 17.4596 | 0 | 0 | 17.4596 | 0 | 0 | 0 | 0 | 0 | 0 | 0 | 0 | 0 | 0 | 0 | [15 empty] | 0 | [6 empty] | 7.858 | 0 | 0 | 7.858 | 0 | 0 | 84.2648 |  |  |  | 0 |  | 0 |  | 2.1018 | 82.163 | 0 | 0 | 0 | 0 | 0 | 82.163 | 0 | 82.163
|  | + | Main Activity Producer Electricity Plants |  | B_101031 | 9.0523 | 0 | 0 | 0 | 0 | 0 | 0 | 0 | 0 | 0 | 0 | 0 | 0 | 0 | 0 | 0 | [15 empty] | 0 | [6 empty] | 7.858 | 0 | 0 | 7.858 | 0 | 0 | 1.1942 |  |  |  | 0 |  | 0 |  | 1.1942 | 0 | 0 | 0 | 0 | 0 | 0 | 0 | 0 | 0
|  | + | Main Activity Producer CHP Plants |  | B_101032 | 182.6932 | 17.4596 | 0 | 0 | 17.4596 | 0 | 0 | 0 | 0 | 0 | 0 | 0 | 0 | 0 | 0 | 0 | [15 empty] | 0 | [6 empty] | 0 | 0 | 0 | 0 | 0 | 0 | 83.0706 |  |  |  | 0 |  | 0 |  | 0.90761 | 82.163 | 0 | 0 | 0 | 0 | 0 | 82.163 | 0 | 82.163
| + | Autoproducer Conventional Thermal Power Stations |  |  | B_101022 | 814.2495 | 0 | 0 | 0 | 0 | 0 | 0 | 0 | 0 | 0 | 0 | 0 | 0 | 0 | 0 | 3.0811 | [14 empty] | 3.0811 | 0 | [6 empty] | 778.0644 | 778.0644 | 0 | 0 | 0 | 0 | 30.3573 |  |  |  | 0 |  | 30.3573 |  | 0 | 0 | 0 | 0 | 0 | 0 | 0 | 2.7467 | 2.7467 | 0
|  | + | Autoproducer Electricity Plants |  | B_101034 | 814.2495 | 0 | 0 | 0 | 0 | 0 | 0 | 0 | 0 | 0 | 0 | 0 | 0 | 0 | 0 | 3.0811 | [14 empty] | 3.0811 | 0 | [6 empty] | 778.0644 | 778.0644 | 0 | 0 | 0 | 0 | 30.3573 |  |  |  | 0 |  | 30.3573 |  | 0 | 0 | 0 | 0 | 0 | 0 | 0 | 2.7467 | 2.7467 | 0
|  | + | Autoproducer CHP Plants |  | B_101035 | 0 | 0 | 0 | 0 | 0 | 0 | 0 | 0 | 0 | 0 | 0 | 0 | 0 | 0 | 0 | 0 | [15 empty] | 0 | [6 empty] | 0 | 0 | 0 | 0 | 0 | 0 | 0 |  |  |  | 0 |  | 0 |  | 0 | 0 | 0 | 0 | 0 | 0 | 0 | 0 | 0 | 0
| + | Used for electricity generation |  |  | B_101017 | 39.0752 | [62 empty] | 39.0752
+ | Nuclear Power Stations |  |  |  | B_101002 | 0 | [61 empty] | 0
+ | Coke-ovens |  |  |  | B_101004 | 0 | 0 | 0 | 0 | 0 | 0 | 0 | 0 | 0 | 0 | 0 | 0 | 0 | 0 | 0 | 0 | [15 empty] | 0 | [6 empty] | 0 | 0 | 0 | 0 | 0 | 0
+ | Blast-furnaces |  |  |  | B_101006 | 59.401 | 59.401 | [6 empty] | 59.401
+ | Gas works |  |  |  | B_101007 | 0 | 0 | 0 | 0 | 0 | 0 | 0 | 0 | 0 | 0 | 0 | 0 | 0 | 0 | 0 | 0 | [15 empty] | 0 | [6 empty] | 0 | 0 | 0 | 0 | 0 | 0 | 0 | [7 empty] | 0 |  | 0 | 0 | 0 | 0
+ | Refineries |  |  |  | B_101008 | 14534.7282 | [14 empty] | 14534.7282 | 12868.993 |  | 1548.8201 | 116.8912
+ | District heating plants |  |  |  | B_101009 | 359.1048 | 0 | 0 | 0 | 0 | 0 | 0 | 0 | 0 | 0 | 0 | 0 | 0 | 0 | 0 | 79.8223 | [7 empty] | 13.2082 | [6 empty] | 66.5902 | 0 | [6 empty] | 16.7192 | 16.1699 | 0 | 0.54935 | 0 | 0 | 154.1034 |  |  |  | 0 |  | 113.5712 |  | 1.8391 | 38.693 | 0 | 0 | 0 | 0 | 0 | 35.7313 | 0 | 35.7313 |  |  | 72.7525
| + | Main Activity Producer Heat Only Plants |  |  | B_101038 | 286.3762 | 0 | 0 | 0 | 0 | 0 | 0 | 0 | 0 | 0 | 0 | 0 | 0 | 0 | 0 | 79.8223 | [7 empty] | 13.2082 | [6 empty] | 66.5902 | 0 | [6 empty] | 16.7192 | 16.1699 | 0 | 0.54935 | 0 | 0 | 154.1034 |  |  |  | 0 |  | 113.5712 |  | 1.8391 | 38.693 | 0 | 0 | 0 | 0 | 0 | 35.7313 | 0 | 35.7313
| + | Autoproducer Heat Only Plants |  |  | B_101039 | 0 | 0 | 0 | 0 | 0 | 0 | 0 | 0 | 0 | 0 | 0 | 0 | 0 | 0 | 0 | 0 | [15 empty] | 0 | [6 empty] | 0 | 0 | 0 | 0 | 0 | 0 | 0 |  |  |  | 0 |  | 0 |  | 0 | 0 | 0 | 0 | 0 | 0 | 0 | 0 | 0 | 0
| + | Used for heat pumps |  |  | B_101322 | 15.31 | [63 empty] | 15.31
| + | Used for electric boilers |  |  | B_101323 | 57.4424 | [63 empty] | 57.4424
+ | Patent fuel plants |  |  |  | B_101010 | 0 | 0 | 0 | 0 | 0 | 0 | 0 | 0 | 0 | 0 | 0 | 0 | 0 | 0 | 0 | 0 | [15 empty] | 0 | [6 empty] | 0 |  | 0 | 0 | 0 | 0 | 0 | [9 empty] | 0 | 0 | 0 | 0 |  | 0 | 0
+ | BKB / PB Plants |  |  |  | B_101011 | 0 | 0 | 0 | 0 | 0 | 0 | 0 | 0 | 0 | 0 | 0 | 0 | 0 | 0 | 0 | [23 empty] | 0 |  | 0 | 0 | 0 | 0 | 0 | [5 empty] | 0 | 0 |  | 0 | 0 | 0 | 0 | 0 |  | 0 | 0 | 0
+ | Coal Liquefaction Plants |  |  |  | B_101012 | 0 | 0 | 0 | 0 | 0 | 0 | 0 | 0 | 0 | 0 | 0 | 0 | 0 | 0 | 0 | [23 empty] | 0 |  | 0 | 0 | 0 | 0
+ | For Blended Natural Gas |  |  |  | B_101013 | 0 | [14 empty] | 0 | [15 empty] | 0 | [6 empty] | 0 |  | 0 | 0 | 0 | 0 | 0 | [7 empty] | 0 |  | 0 | 0 | 0
+ | Charcoal production plants (transformation) |  |  |  | B_101015 | 0 | [43 empty] | 0 | [5 empty] | 0 |  |  |  | 0 | 0 | 0 | 0
+ | Gas-to-Liquids (GTL) Plants (transformation) |  |  |  | B_101016 | 0 | [37 empty] | 0 | 0
+ | Non-specified Transformation Input |  |  |  | B_101020 | 0 | 0 | 0 | 0 | 0 | 0 | 0 | 0 | 0 | 0 | 0 | 0 | 0 | 0 | 0 | 0 | [15 empty] | 0 | [6 empty] | 0 | 0 | 0 | 0 | 0 | 0 | 0 |  |  |  | 0 |  | 0 | 0 | 0 | 0 | 0 | 0 | 0 | 0 | 0 | 0 | 0 | 0
Transformation output |  |  |  |  | B_101100 | 15589.4239 | 0 | [5 empty] | 0 | 0 | 0 | 0 | 0 |  | 0 |  | 14516.1699 | [5 empty] | 444.5878 |  | 434.9384 | 3565.7782 |  |  | 489.8968 | 188.3778 | 1613.6906 | 5856.8835 | 1786.5673 |  |  |  | 135.4256 |  |  | 59.401 |  | 0 | 59.401 | 0 | 0 | 0 | [6 empty] | 0 | [11 empty] | 531.5754 | 482.2776
+ | Conventional Thermal Power Stations |  |  |  | B_101101 | 621.8353 | [62 empty] | 139.5577 | 482.2776
| + | Main Activity Producer Conventional Thermal Power Stations |  |  | B_101121 | 168.0997 | [62 empty] | 139.5577 | 28.5421
|  | + | El. Gen. Main activity electricity only - Geothermal |  | 15_107038 | 0 | [63 empty] | 0
|  | + | El. Gen. Main activity electricity only - Combustible Fuels |  | 15_107048 | 6.1145 | [63 empty] | 6.1145
|  | + | El. Gen. Main activity electricity only - Other Sources |  | 15_107054 | 2.484 | [63 empty] | 2.484
|  | + | El. Gen. Main activity electricity only - Solar Thermal |  | 14_1070422 | 0 | [63 empty] | 0
|  | + | El. Gen. Main activity CHP plants - Geothermal |  | 15_107039 | 0 | [63 empty] | 0
|  | + | El. Gen. Main activity CHP plants - Combustible Fuels |  | 15_107049 | 19.9436 | [63 empty] | 19.9436
|  | + | El. Gen. Main activity CHP plants - Other Sources |  | 15_107055 | 0 | [63 empty] | 0
|  | + | El. Gen. Main activity CHP plants - Solar Thermal |  | 14_1070423 | 0 | [63 empty] | 0
|  | + | Heat Prod. Main activity CHP plants - Geothermal |  | 15_107064 | 0 | [62 empty] | 0
|  | + | Heat Prod. Main activity CHP plants - Combustible Fuels |  | 15_107072 | 138.2918 | [62 empty] | 138.2918
|  | + | Heat Prod. Main activity CHP plants - Heat Pumps |  | 15_107076 | 0.85985 | [62 empty] | 0.85985
|  | + | Heat Prod. Main activity CHP plants - Electric Boilers |  | 15_107080 | 0.40604 | [62 empty] | 0.40604
|  | + | Heat Prod. Main activity CHP plants - Other Sources |  | 15_107086 | 0 | [62 empty] | 0
|  | + | Heat Prod. Main activity CHP plants - Solar Thermal |  | 14_1070681 | 0 | [62 empty] | 0
| + | Autoproducer Conventional Thermal Power Stations |  |  | B_101122 | 453.7355 | [62 empty] | 0 | 453.7355
|  | + | El. Gen. Autoproducer electricity only - Geothermal |  | 15_107040 | 0 | [63 empty] | 0
|  | + | El. Gen. Autoproducer electricity only - Combustible Fuels |  | 15_107050 | 442.9158 | [63 empty] | 442.9158
|  | + | El. Gen. Autoproducer electricity only - Heat from Chemical Sources |  | 15_107052 | 10.8436 | [63 empty] | 10.8436
|  | + | El. Gen. Autoproducer electricity only - Other Sources |  | 15_107056 | 0 | [63 empty] | 0
|  | + | El. Gen. Autoproducer electricity only - Solar Thermal |  | 14_1070432 | 0 | [63 empty] | 0
|  | + | El. Gen. Autoproducer CHP plants - Geothermal |  | 15_107041 | 0 | [63 empty] | 0
|  | + | El. Gen. Autoproducer CHP plants - Combustible Fuels |  | 15_107051 | 0 | [63 empty] | 0
|  | + | El. Gen. Autoproducer CHP plants - Heat from Chemical Sources |  | 15_107053 | 0 | [63 empty] | 0
|  | + | El. Gen. Autoproducer CHP plants - Other Sources |  | 15_107057 | 0 | [63 empty] | 0
|  | + | El. Gen. Autoproducer CHP plants - Solar Thermal |  | 14_1070433 | 0 | [63 empty] | 0
|  | + | Heat Prod. Autoproducer CHP plants - Geothermal |  | 15_107066 | 0 | [62 empty] | 0
|  | + | Heat Prod. Autoproducer CHP plants - Combustible Fuels |  | 15_107074 | 0 | [62 empty] | 0
|  | + | Heat Prod. Autoproducer CHP plants - Heat Pumps |  | 15_107078 | 0 | [62 empty] | 0
|  | + | Heat Prod. Autoproducer CHP plants - Electric Boilers |  | 15_107082 | 0 | [62 empty] | 0
|  | + | Heat Prod. Autoproducer CHP plants - Heat from Chemical Sources |  | 15_107084 | 0 | [62 empty] | 0
|  | + | Heat Prod. Autoproducer CHP plants - Other Sources |  | 15_107088 | 0 | [62 empty] | 0
|  | + | Heat Prod. Autoproducer CHP plants - Solar Thermal |  | 14_1070701 | 0 | [62 empty] | 0
+ | Nuclear power stations |  |  |  | B_101102 | 0 | [62 empty] | 0 | 0
| + | El. Gen. Main Activity electricity only - Nuclear |  |  | 15_107030 | 0 | [63 empty] | 0
| + | El. Gen. Main Activity CHP plants - Nuclear |  |  | 15_107031 | 0 | [63 empty] | 0
| + | El. Gen. Autoproducer electricity only - Nuclear |  |  | 15_107032 | 0 | [63 empty] | 0
| + | El. Gen. Autoproducer CHP plants - Nuclear |  |  | 15_107033 | 0 | [63 empty] | 0
| + | Heat Prod. Main Activity CHP plants - Nuclear |  |  | 15_107060 | 0 | [62 empty] | 0
| + | Heat Prod. Autoproducer CHP plants - Nuclear |  |  | 15_107062 | 0 | [62 empty] | 0
+ | Coke-ovens |  |  |  | B_101104 | 0 | 0 | [6 empty] | 0 |  | 0 | [27 empty] | 0 |  | 0
+ | Blast-furnaces |  |  |  | B_101106 | 59.401 | [37 empty] | 59.401 |  |  | 59.401 |  | 0
+ | Gas works |  |  |  | B_101107 | 0 | 0 | [7 empty] | 0 | [28 empty] | 0 |  |  |  | 0
+ | Refineries |  |  |  | B_101108 | 14516.1699 | [14 empty] | 14516.1699 | [5 empty] | 444.5878 |  | 434.9384 | 3565.7782 |  |  | 489.8968 | 188.3778 | 1613.6906 | 5856.8835 | 1786.5673 |  |  |  | 135.4256
+ | Patent Fuel Plants |  |  |  | B_101110 | 0 | 0 | [5 empty] | 0
+ | BKB / PB Plants |  |  |  | B_101111 | 0 | 0 | [9 empty] | 0 |  | 0
+ | Charcoal production plants |  |  |  | B_101115 | 0 | [43 empty] | 0 | [6 empty] | 0
+ | District Heating Plants |  |  |  | B_101109 | 392.0178 | [62 empty] | 392.0178
| + | Heat Prod. Main activity heat only plants - Nuclear |  |  | 15_107061 | 0 | [62 empty] | 0
| + | Heat Prod. Main activity heat only plants - Geothermal |  |  | 15_107065 | 0 | [62 empty] | 0
| + | Heat Prod. Main activity heat only plants - Combustible Fuels |  |  | 15_107073 | 228.4561 | [62 empty] | 228.4561
| + | Heat Prod. Main activity heat only plants - Heat Pumps |  |  | 15_107077 | 43.9715 | [62 empty] | 43.9715
| + | Heat Prod. Main activity heat only plants - Electric Boilers |  |  | 15_107081 | 56.5348 | [62 empty] | 56.5348
| + | Heat Prod. Main activity heat only plants - Other Sources |  |  | 15_107087 | 23.9801 | [62 empty] | 23.9801
| + | Heat Prod. Main activity heat only plants - Solar Thermal |  |  | 14_1070691 | 0 | [62 empty] | 0
| + | Heat Prod. Autoproducer heat only plants - Nuclear |  |  | 15_107063 | 0 | [62 empty] | 0
| + | Heat Prod. Autoproducer heat only plants - Geothermal |  |  | 15_107067 | 0 | [62 empty] | 0
| + | Heat Prod. Autoproducer heat only plants - Combustible Fuels |  |  | 15_107075 | 0 | [62 empty] | 0
| + | Heat Prod. Autoproducer heat only plants - Heat Pumps |  |  | 15_107079 | 0 | [62 empty] | 0
| + | Heat Prod. Autoproducer heat only plants - Electric Boilers |  |  | 15_107083 | 0 | [62 empty] | 0
| + | Heat Prod. Autoproducer heat only plants - Heat from Chemical Sources |  |  | 15_107085 | 32.8174 | [62 empty] | 32.8174
| + | Heat Prod. Autoproducer heat only plants - Other Sources |  |  | 15_107089 | 6.2578 | [62 empty] | 6.2578
| + | Heat Prod. Autoproducer heat only plants - Solar Thermal |  |  | 14_1070711 | 0 | [62 empty] | 0
Exchanges and transfers, returns |  |  |  |  | B_101200 | 419.2701 | [14 empty] | 419.2701 | 0 | -8571.1283 | 1601.3662 |  |  | 0 | 957.9392 | 5671.6585 | 0 | 0 | 0 | 0 | 0 | 2227.0947 | -1.027 | -1465.5584 | -1.0509 | 0 | 0 | 0 | 0 | 0 | [6 empty] | -10114.2639 | -10038.693 | -75.5708 | 0 |  | 0 |  |  |  |  | 0 | 0 | 0 | [7 empty] | 10114.2639
+ | Interproduct tranfers |  |  |  | B_101210 | 339.4956 | [14 empty] | 339.4956 |  | -8571.1283 |  |  |  |  | 977.7634 | 5705.7896 | [5 empty] | 2227.0947 |  | 0 | [12 empty] | -10114.2639 | -10038.693 | -75.5708 | 0 |  | 0 | [14 empty] | 10114.2639
+ | Products transferred |  |  |  | B_101220 | 84.2171 | [14 empty] | 84.2171 |  |  | 1548.8201 | [12 empty] | -1464.603
+ | Petrochemical industry (Returns from petrochem. Industry) |  |  |  | B_101230 | -4.4425 | [14 empty] | -4.4425 | 0 | 0 | 52.5461 |  |  | 0 | -19.8242 | -34.1311 | 0 | 0 | 0 | 0 | 0 | 0 | -1.027 | -0.95538 | -1.0509 | 0 | 0 | 0 | 0 | 0 | [6 empty] | 0 | [9 empty] | 0 | 0 | 0
Consumption of the energy branch |  |  |  |  | B_101300 | 5104.2801 | 0 | 0 | 0 | 0 | 0 | 0 | 0 | 0 | 0 | 0 | 0 | 0 | 0 | 0 | 840.5226 | [5 empty] | 398.1561 | [8 empty] | 214.1492 | 0 |  |  |  | 228.2173 |  |  | 3656.0141 | 3656.0141 | 0 | 0 | 0 | 0 | 0 |  |  |  | 0 |  | 0 | 0 | 0 | 0 | 0 | 0 | 0 | 0 | 0 | 0 | 0 | 0 |  | 5.9234 | 601.7961
+ | Own Use in Electricity, CHP and Heat Plants |  |  |  | B_101301 | 57.1319 | 0 | 0 | 0 | 0 | 0 | 0 | 0 | 0 | 0 | 0 | 0 | 0 | 0 | 0 | 8.1924 | [14 empty] | 8.1924 | 0 | [6 empty] | 0 | 0 | 0 | 0 | 0 | 0 | 0 |  |  |  | 0 |  | 0 | 0 | 0 | 0 | 0 | 0 | 0 | 0 | 0 | 0 | 0 | 0 |  | 0 | 48.9156
+ | Pumped storage power stations balance (Pumping stations) |  |  |  | B_101302 | 14.7846 | [63 empty] | 14.7846
| + | Used for pumped storage |  |  | 17_107302 | 49.3456 | [63 empty] | 49.3456
| - | Production in pumped storage power station |  |  | 17_107301 | 34.561 | [63 empty] | 34.561
|  | + | El. Gen. Main Activity electricity only - Pumped Hydro |  | 15_107036 | 32.5069 | [63 empty] | 32.5069
|  | + | El. Gen. Autoproducer electricity only - Pumped Hydro |  | 15_107037 | 2.0541 | [63 empty] | 2.0541
+ | Oil and Natural Gas extraction plants |  |  |  | B_101305 | 4326.6456 | [14 empty] | 205.9568 | [14 empty] | 205.9568 | 0 | [6 empty] | 3656.0141 | 3656.0141 | [23 empty] | 0 | 464.6508
+ | Oil refineries (Petroleum Refineries) |  |  |  | B_101307 | 701.5859 | 0 | 0 | 0 | 0 | 0 | 0 | 0 | 0 | 0 | 0 | 0 | 0 | 0 | 0 | 626.3734 | [5 empty] | 398.1561 | [9 empty] | 0 |  |  |  | 228.2173 |  |  | 0 | 0 | 0 | 0 | 0 | 0 | 0 |  |  |  | 0 |  | 0 | 0 | 0 | 0 | 0 | 0 | 0 | 0 | 0 | 0 | 0 | 0 |  | 5.9234 | 69.3131
+ | Nuclear industry |  |  |  | B_101308 | 0 | [62 empty] | 0 | 0
+ | Coal Mines |  |  |  | B_101310 | 2.9139 | 0 | 0 | 0 | 0 | 0 | 0 | 0 | 0 | 0 | 0 | 0 | 0 | 0 | 0 | 0 | [15 empty] | 0 | [6 empty] | 0 | 0 | 0 | 0 | 0 | 0 | 0 |  |  |  | 0 |  | 0 | 0 | 0 | 0 | 0 | 0 | 0 | 0 | 0 | 0 | 0 | 0 |  | 0 | 2.9139
+ | Patent fuel plants |  |  |  | B_101311 | 0 | 0 | 0 | 0 | 0 | 0 | 0 | 0 | 0 | 0 | 0 | 0 | 0 | 0 | 0 | [23 empty] | 0 |  | 0 | 0 | 0 | 0 | 0 |  |  |  | 0 |  | 0 | 0 | 0 | 0 | 0 | 0 | 0 | 0 | 0 | 0 | 0 | 0 |  | 0 | 0
+ | Coke Ovens |  |  |  | B_101312 | 0 | 0 | 0 | 0 | 0 | 0 | 0 | 0 | 0 | 0 | 0 | 0 | 0 | 0 | 0 | 0 | [15 empty] | 0 | [6 empty] | 0 | 0 | 0 | 0 | 0 | 0 | 0 |  |  |  | 0 |  | 0 | 0 | 0 | 0 | 0 | 0 | 0 | 0 | 0 | 0 | 0 | 0 |  | 0 | 0
+ | BKB / PB Plants |  |  |  | B_101313 | 0 | 0 | 0 | 0 | 0 | 0 | 0 | 0 | 0 | 0 | 0 | 0 | 0 | 0 | 0 | [23 empty] | 0 |  | 0 | 0 | 0 | 0 | 0 |  |  |  | 0 |  | 0 | 0 | 0 | 0 | 0 | 0 | 0 | 0 | 0 | 0 | 0 | 0 |  | 0 | 0
+ | Gas works |  |  |  | B_101314 | 0 | 0 | 0 | 0 | 0 | 0 | 0 | 0 | 0 | 0 | 0 | 0 | 0 | 0 | 0 | 0 | [15 empty] | 0 | [6 empty] | 0 | 0 | 0 | 0 | 0 | 0 | 0 |  |  |  | 0 |  | 0 | 0 | 0 | 0 | 0 | 0 | 0 | 0 | 0 | 0 | 0 | 0 |  | 0 | 0
+ | Blast Furnaces |  |  |  | B_101315 | 0 | [43 empty] | 0 |  |  |  | 0 | [9 empty] | 0 |  |  |  |  | 0 | 0
+ | Coal Liquefaction Plants |  |  |  | B_101316 | 0 | 0 | 0 | 0 | 0 | 0 | 0 | 0 | 0 | 0 | 0 | 0 | 0 | 0 | 0 | [23 empty] | 0 |  | 0 | 0 | 0 | 0 | [19 empty] | 0 | 0
+ | Liquefaction (LNG) / regasification plants |  |  |  | B_101317 | 0 | [37 empty] | 0 | 0 | [23 empty] | 0 | 0
+ | Gasification plants for biogas |  |  |  | B_101318 | 0 | [43 empty] | 0 |  |  |  | 0 |  | 0 | 0 | 0 | 0 | 0 | 0 | 0 | 0 | 0 | 0 | 0 | 0 |  | 0 | 0
+ | Gas-to-Liquids (GTL) Plants (Energy) |  |  |  | B_101319 | 0 | [37 empty] | 0 | 0 | [23 empty] | 0 | 0
+ | Non-specified (Energy) |  |  |  | B_101320 | 1.1942 | 0 | 0 | 0 | 0 | 0 | 0 | 0 | 0 | 0 | 0 | 0 | 0 | 0 | 0 | 0 | [15 empty] | 0 | [6 empty] | 0 | 0 | 0 | 0 | 0 | 0 | 0 |  |  |  | 0 |  | 0 | 0 | 0 | 0 | 0 | 0 | 0 | 0 | 0 | 0 | 0 | 0 |  | 0 | 1.1942
+ | Charcoal production plants (Energy) |  |  |  | B_101321 | 0 | [43 empty] | 0 |  |  |  | 0 |  | 0 | 0 | 0 | 0 | 0 | 0 | 0 | 0 | 0 | 0 | 0 | 0 |  | 0 | 0
Distribution losses |  |  |  |  | B_101400 | 944.9938 | 0 | 0 | 0 | 0 | 0 | 0 | 0 | 0 | 0 | 0 | 0 | 0 | 0 | 0 | 0 | [15 empty] | 0 | [6 empty] | 13.9486 | 0 | 0 | 13.9486 | 0 | 0 | 12.4678 |  |  |  | 0 |  | 0 | 0 | 12.4678 | 0 | 0 | 0 | 0 | 0 | 0 | 0 | 0 | 0 |  | 102.4888 | 816.0887
Available for Final Consumption |  |  |  |  | B_101500 | 28299.4889 | 686.2998 | 0 | 0 | 456.3867 | 0 | 0 | 0 | 229.9131 | 0 | 0 | 0 | 0 | 0 | 0 | 12832.7362 | 545.9062 | 0 | 52.5461 | 0 |  | 46.4316 | 683.768 | 1493.0735 | 1864.9326 | 0 | 8.4551 | 786.7106 | 67.9517 | 1844.368 | 4735.932 | 111.7799 | 14.5696 | 50.1576 | 312.0522 | 173.0439 | 0 | 41.0815 | 3340.0449 | 3302.9999 | 0 | 37.045 | 0 | 0 | 1279.5691 | 0 | 0 | 0 | 0 | 0 | 1128.2602 | 0 | 13.2798 | 21.7111 | 4.8008 | 110.6095 | 0 | 0.9315 | 0 | 21.7111 | 0 | 21.7111 | 0 | 384.0881 | 9755.0396
Final non-energy consumption |  |  |  |  | B_101600 | 2297.2915 | 52.355 | 0 | 0 | 52.355 | 0 | 0 | 0 | 0 | 0 | 0 | 0 | 0 | 0 | 0 | 1827.195 | 0 | 0 |  |  |  | 0 | 193.7996 | 797.1721 | 0 | 0 | 0 | 0 | 0 | 0 | 11.3213 | 22.3082 | 13.5426 | 41.1293 | 312.9837 | 392.9015 | 0 | 42.0369 | 417.7654 | 417.7654 | 0 | 0 | 0 | 0 | 0 | [9 empty] | 0 | 0 | 0
+ | Non-Energy Use in Transformation sector |  |  |  | B_101603 | 0 | [14 empty] | 0 | 0 | 0 |  |  |  | 0 | 0 | 0 | 0 | 0 | 0 | 0 | 0 | 0 | 0 | 0 | 0 | 0 | 0 | 0 | 0 | 0 | [6 empty] | 0 | [9 empty] | 0 | 0 | 0
+ | Non-Energy Use in Energy sector |  |  |  | B_101604 | 0 | [14 empty] | 0 | 0 | 0 |  |  |  | 0 | 0 | 0 | 0 | 0 | 0 | 0 | 0 | 0 | 0 | 0 | 0 | 0 | 0 | 0 | 0 | 0 | [6 empty] | 0 | [9 empty] | 0 | 0 | 0
+ | Non-Energy Use in Industry sector |  |  |  | B_101605 | 2244.9365 | [14 empty] | 1827.195 | 0 | 0 |  |  |  | 0 | 193.7996 | 797.1721 | 0 | 0 | 0 | 0 | 0 | 0 | 11.3213 | 22.3082 | 13.5426 | 41.1293 | 312.9837 | 392.9015 | 0 | 42.0369 | 417.7654 | 417.7654 |  |  |  |  | 0 | [9 empty] | 0 | 0 | 0
|  | of which Non-Energy Use in Chemical/Petrochemical Industry |  |  | B_101601 | 1414.8037 | 0 | 0 | 0 | 0 | 0 | 0 | 0 | 0 | 0 | 0 | 0 | 0 | 0 | 0 | 997.0383 | [6 empty] | 193.7996 | 755.3501 | [6 empty] | 5.1113 | 0 | 13.5426 |  |  | 29.2586 |  |  | 417.7654 | 417.7654 | 0 | 0 | 0 | 0
+ | Non-Energy Use in Transport sector |  |  |  | B_101606 | 0 | 0 | 0 | 0 | 0 | 0 | 0 | 0 | 0 | 0 | 0 | 0 | 0 | 0 | 0 | 0 | 0 | 0 |  |  |  | 0 | 0 | 0 | 0 | 0 | 0 | 0 | 0 | 0 | 0 | 0 | 0 | 0 | 0 | 0 | 0 | 0 | 0 | 0 | 0 | 0 | 0 | 0 | 0 | [9 empty] | 0 | 0 | 0
+ | Non-Energy Use in Other sectors |  |  |  | B_101607 | 0 | 0 | 0 | 0 | 0 | 0 | 0 | 0 | 0 | 0 | 0 | 0 | 0 | 0 | 0 | 0 | 0 | 0 |  |  |  | 0 | 0 | 0 | 0 | 0 | 0 | 0 | 0 | 0 | 0 | 0 | 0 | 0 | 0 | 0 | 0 | 0 | 0 | 0 | 0 | 0 | 0 | 0 | 0 | [9 empty] | 0 | 0 | 0
+ | Non-Energy Use in Industry, Transformation and Energy Sectors |  |  |  | B_101608 | 52.355 | 52.355 | 0 | 0 | 52.355 | 0 | 0 | 0 | 0 | 0 | 0 | 0 | 0 | 0 | 0 | [23 empty] | 0 |  | 0 | 0 | 0 | 0
Final energy consumption |  |  |  |  | B_101700 | 19632.0818 | 591.9796 | 0 | 0 | 386.596 | 0 | 0 | 0 | 205.4075 | 0 | 0 | 0 | 0 | 0 | 0 | 7208.608 | [6 empty] | 265.3578 | 223.512 | 1280.4767 | 2.1018 |  | 811.3595 | 67.9517 |  | 4378.3558 | 165.2814 |  |  |  | 14.2113 |  |  | 392.3044 | 355.2594 | 0 | 37.045 | 0 | 0 | 1278.351 |  |  |  | 0 |  | 1128.2602 | 0 | 12.2289 | 21.7111 | 4.4903 | 110.7528 | 0 | 0.9315 | 0 | 21.7111 | 0 | 21.7111 |  | 384.0881 | 9755.0396
+ | Industry |  |  |  | B_101800 | 6158.2354 | 591.9796 | 0 | 0 | 386.596 | 0 | 0 | 0 | 205.4075 | 0 | 0 | 0 | 0 | 0 | 0 | 969.8338 | [6 empty] | 265.3578 | 191.5783 | 0 |  |  | 0 | 1.027 |  | 393.4986 | 104.1368 |  |  |  | 14.2113 |  |  | 292.2996 | 255.2546 | 0 | 37.045 | 0 | 0 | 412.6302 |  |  |  | 0 |  | 390.9191 | 0 | 0 | 21.7111 | 0 | 0 | 0 | 0 | 0 | 21.7111 | 0 | 21.7111 |  | 39.6962 | 3830.085
| + | Iron & steel industry |  |  | B_101805 | 745.868 | 307.1558 | 0 | 0 | 167.7892 | 0 | 0 | 0 | 139.3666 | 0 | 0 | 0 | 0 | 0 | 0 | 11.3452 | [7 empty] | 3.2961 | 0 |  |  | 0 |  |  | 7.2131 | 0 |  |  |  | 0.83596 |  |  | 17.8418 | 1.2181 | 0 | 16.6237 | 0 | 0 | 7.0698 |  |  |  | 0 |  | 7.0698 | 0 | 0 | 0 | 0 | 0 | 0 | 0 | 0 | 0 | 0 | 0 |  | 0.21496 | 402.2404
| + | Chemical and Petrochemical industry |  |  | B_101815 | 1428.2029 | 195.3998 | 0 | 0 | 140.2742 | 0 | 0 | 0 | 55.1256 | 0 | 0 | 0 | 0 | 0 | 0 | 397.2246 | [6 empty] | 265.3578 | 62.7687 | [6 empty] | 47.1243 | 21.9738 | [6 empty] | 124.6298 | 108.651 | 0 | 15.9788 | 0 | 0 | 23.9801 |  |  |  | 0 |  | 21.0184 | 0 | 0 | 2.9617 | 0 | 0 | 0 | 0 | 0 | 2.9617 | 0 | 2.9617 |  | 12.3722 | 671.6347
| + | Non-ferrous metal industry |  |  | B_101810 | 1743.7661 | 0 | 0 | 0 | 0 | 0 | 0 | 0 | 0 | 0 | 0 | 0 | 0 | 0 | 0 | 49.2739 | [7 empty] | 36.3285 | [6 empty] | 11.2735 | 0 |  |  |  | 1.6719 |  |  | 87.5848 | 87.5848 | 0 | 0 | 0 | 0 | 0.14331 |  |  |  | 0 |  | 0.14331 | 0 | 0 | 0 | 0 | 0 | 0 | 0 | 0 | 0 | 0 | 0 |  | 1.0032 | 1605.761
| + | Non-metallic Minerals (Glass, pottery & building mat. Industry) |  |  | B_101820 | 269.4421 | 89.4239 | 0 | 0 | 78.5325 | 0 | 0 | 0 | 10.8914 | 0 | 0 | 0 | 0 | 0 | 0 | 63.2464 | [7 empty] | 28.6376 |  |  |  |  | 1.027 |  | 23.5741 | 0 |  |  |  | 10.0315 |  |  | 7.1176 | 2.6751 | 0 | 4.4425 | 0 | 0 | 19.6809 |  |  |  | 0 |  | 3.6066 | 0 | 0 | 16.0743 | 0 | 0 | 0 | 0 | 0 | 16.0743 | 0 | 16.0743 |  | 0.21496 | 73.684
| + | Transport Equipment |  |  | B_101846 | 68.5727 | 0 | 0 | 0 | 0 | 0 | 0 | 0 | 0 | 0 | 0 | 0 | 0 | 0 | 0 | 16.6953 | [7 empty] | 4.3948 | [6 empty] | 12.3006 | 0 | [6 empty] | 0.78819 | 0.78819 | 0 | 0 | 0 | 0 | 0.047769 |  |  |  | 0 |  | 0.047769 | 0 | 0 | 0 | 0 | 0 | 0 | 0 | 0 | 0 | 0 | 0 |  | 3.1289 | 47.8886
| + | Machinery |  |  | B_101847 | 134.303 | 0 | 0 | 0 | 0 | 0 | 0 | 0 | 0 | 0 | 0 | 0 | 0 | 0 | 0 | 25.6282 | [7 empty] | 5.4935 | [6 empty] | 18.4389 | 0 |  |  |  | 1.6719 |  |  | 4.2037 | 4.2037 | 0 | 0 | 0 | 0 | 0.023885 |  |  |  | 0 |  | 0.023885 | 0 | 0 | 0 | 0 | 0 | 0 | 0 | 0 | 0 | 0 | 0 |  | 3.7499 | 100.6974
| + | Mining and Quarrying |  |  | B_101825 | 109.7975 | 0 | 0 | 0 | 0 | 0 | 0 | 0 | 0 | 0 | 0 | 0 | 0 | 0 | 0 | 57.3947 | [7 empty] | 1.0987 | [6 empty] | 55.3406 | 0.95538 | [6 empty] | 4.1798 | 4.1798 | 0 | 0 | 0 | 0 | 0.023885 |  |  |  | 0 |  | 0.023885 | 0 | 0 | 0 | 0 | 0 | 0 | 0 | 0 | 0 | 0 | 0 |  | 0.14331 | 48.0558
| + | Food and Tabasco |  |  | B_101830 | 379.0246 | 0 | 0 | 0 | 0 | 0 | 0 | 0 | 0 | 0 | 0 | 0 | 0 | 0 | 0 | 85.1724 | [7 empty] | 16.5281 | [6 empty] | 68.6443 | 0 | [6 empty] | 40.1022 | 40.1022 | 0 | 0 | 0 | 0 | 4.8963 |  |  |  | 0 |  | 2.2213 | 0 | 0 | 2.6751 | 0 | 0 | 0 | 0 | 0 | 2.6751 | 0 | 2.6751 |  | 12.6349 | 233.5435
| + | Paper, Pulp and Print |  |  | B_101840 | 813.5569 | 0 | 0 | 0 | 0 | 0 | 0 | 0 | 0 | 0 | 0 | 0 | 0 | 0 | 0 | 97.5685 | [7 empty] | 13.2082 | [6 empty] | 4.1081 | 80.2522 | [6 empty] | 1.4331 | 1.4331 | 0 | 0 | 0 | 0 | 279.5452 |  |  |  | 0 |  | 279.5452 | 0 | 0 | 0 | 0 | 0 | 0 | 0 | 0 | 0 | 0 | 0 |  | 0.35827 | 434.6518
| + | Wood and Wood Products |  |  | B_101851 | 148.5144 | 0 | 0 | 0 | 0 | 0 | 0 | 0 | 0 | 0 | 0 | 0 | 0 | 0 | 0 | 10.1748 | [14 empty] | 9.2195 | 0.95538 | [6 empty] | 0.3105 | 0.3105 | 0 | 0 | 0 | 0 | 71.0089 |  |  |  | 0 |  | 71.0089 | 0 | 0 | 0 | 0 | 0 | 0 | 0 | 0 | 0 | 0 | 0 |  | 5.374 | 61.6461
| + | Construction |  |  | B_101852 | 255.9473 | 0 | 0 | 0 | 0 | 0 | 0 | 0 | 0 | 0 | 0 | 0 | 0 | 0 | 0 | 150.9028 | [7 empty] | 18.7255 | [6 empty] | 132.1773 | 0 | [6 empty] | 0.50158 | 0.50158 | 0 | 0 | 0 | 0 | 4.0365 |  |  |  | 0 |  | 4.0365 | 0 | 0 | 0 | 0 | 0 | 0 | 0 | 0 | 0 | 0 | 0 |  | 0 | 100.5064
| + | Textile and Leather |  |  | B_101835 | 8.6701 | 0 | 0 | 0 | 0 | 0 | 0 | 0 | 0 | 0 | 0 | 0 | 0 | 0 | 0 | 1.027 | [14 empty] | 1.027 | 0 | [6 empty] | 0.52546 | 0.52546 | 0 | 0 | 0 | 0 | 0 |  |  |  | 0 |  | 0 | 0 | 0 | 0 | 0 | 0 | 0 | 0 | 0 | 0 | 0 | 0 |  | 0.047769 | 7.046
| + | Non-specified (Industry) |  |  | B_101853 | 52.6178 | 0 | 0 | 0 | 0 | 0 | 0 | 0 | 0 | 0 | 0 | 0 | 0 | 0 | 0 | 4.1798 | [7 empty] | 1.0987 | [6 empty] | 3.0811 | 0 | [6 empty] | 3.0811 | 3.0811 | 0 | 0 | 0 | 0 | 2.1735 |  |  |  | 0 |  | 2.1735 | 0 | 0 | 0 | 0 | 0 | 0 | 0 | 0 | 0 | 0 | 0 |  | 0.45381 | 42.7295
+ | Transport |  |  |  | B_101900 | 5331.0643 | 0 | 0 | 0 | 0 | 0 | 0 | 0 | 0 | 0 | 0 | 0 | 0 | 0 | 0 | 5101.199 | [7 empty] | 2.1974 | 1256.8788 | 2.1018 |  | 777.4673 |  |  | 3004.2753 | 58.2784 | [6 empty] | 54.3852 | 54.3852 | 0 | 0 | 0 | 0 | 116.1508 |  |  |  | 0 |  | 0 | 0 | 0 | 0 | 4.4903 | 110.7528 | 0 | 0.9315 | 0 | 0 | 0 | 0 |  |  | 59.3293
| + | Rail |  |  | B_101910 | 72.3942 | 0 | 0 | 0 | 0 | 0 | 0 | 0 | 0 | 0 | 0 | 0 | 0 | 0 | 0 | 13.3276 | [14 empty] | 13.3276 | 0 | [6 empty] | 0 |  | 0 | 0 | 0 | 0 | 0 |  |  |  | 0 |  | 0 | 0 | 0 | 0 | 0 | 0 | 0 | 0 | 0 | 0 | 0 | 0 |  |  | 59.0666
| + | Road |  |  | B_101920 | 3612.8308 | [14 empty] | 3491.9748 | [7 empty] | 2.1974 | 1215.0568 | [5 empty] | 2274.7206 | 0 | [6 empty] | 4.4425 | 4.4425 |  |  |  |  | 116.1508 |  |  |  | 0 |  | 0 | 0 | 0 | 0 | 4.4903 | 110.7528 | 0 | 0.9315 | 0 | 0 | 0 | 0 |  |  | 0.26273
| + | International aviation |  |  | B_101931 | 430.3287 | [14 empty] | 430.3287 | [11 empty] | 430.3287 |  |  |  | 0
| + | Domestic aviation |  |  | B_101932 | 349.2405 | [14 empty] | 349.2405 | [9 empty] | 2.1018 |  | 347.1386 |  |  |  | 0
| + | Domestic Navigation |  |  | B_101940 | 816.3275 | 0 | 0 | 0 | 0 | 0 | 0 | 0 | 0 | 0 | 0 | 0 | 0 | 0 | 0 | 816.3275 | [8 empty] | 41.8219 | [5 empty] | 716.2272 | 58.2784 | [6 empty] | 0 |  | 0 | 0 | 0 | 0 | 0 |  |  |  | 0 |  | 0 | 0 | 0 | 0 | 0 | 0 | 0 | 0 | 0 | 0 | 0 | 0
| + | Pipeline transport |  |  | B_101945 | 0 | [14 empty] | 0 | [15 empty] | 0 | [6 empty] | 0 | 0 | [24 empty] | 0
| + | Non-specified (Transport) |  |  | B_101950 | 49.9427 | 0 | 0 | 0 | 0 | 0 | 0 | 0 | 0 | 0 | 0 | 0 | 0 | 0 | 0 | 0 | [15 empty] | 0 | [6 empty] | 49.9427 | 49.9427 | 0 | 0 | 0 | 0 | 0 |  |  |  | 0 |  | 0 | 0 | 0 | 0 | 0 | 0 | 0 | 0 | 0 | 0 | 0 | 0 |  |  | 0
+ | Other Sectors |  |  |  | B_102000 | 8142.7821 | 0 | 0 | 0 | 0 | 0 | 0 | 0 | 0 | 0 | 0 | 0 | 0 | 0 | 0 | 1137.5752 | [7 empty] | 29.7363 | 23.598 |  |  | 33.8922 | 66.9246 |  | 980.5818 | 2.8662 | [6 empty] | 45.6435 | 45.6435 | 0 | 0 | 0 | 0 | 749.5701 |  |  |  | 0 |  | 737.3412 | 0 | 12.2289 | 0 | 0 | 0 | 0 | 0 | 0 | 0 | 0 | 0 |  | 344.3919 | 5865.6014
| + | Services |  |  | B_102035 | 2806.5348 | 0 | 0 | 0 | 0 | 0 | 0 | 0 | 0 | 0 | 0 | 0 | 0 | 0 | 0 | 242.3808 | [7 empty] | 8.8134 |  |  |  |  | 4.1081 |  | 228.5039 | 0.95538 | [6 empty] | 22.2366 | 22.2366 | 0 | 0 | 0 | 0 | 33.4384 |  |  |  | 0 |  | 21.2095 | 0 | 12.2289 | 0 | 0 | 0 | 0 | 0 | 0 | 0 | 0 | 0 |  | 250.9793 | 2257.5236
| + | Residential |  |  | B_102010 | 4423.7604 | 0 | 0 | 0 | 0 | 0 | 0 | 0 | 0 | 0 | 0 | 0 | 0 | 0 | 0 | 196.6657 | [7 empty] | 13.2082 | 17.1491 |  |  |  | 62.7926 |  | 103.4919 | 0 | [6 empty] | 3.9648 | 3.9648 | 0 | 0 | 0 | 0 | 711.713 |  |  |  | 0 |  | 711.713 | 0 | 0 | 0 | 0 | 0 | 0 | 0 | 0 | 0 | 0 | 0 |  | 93.1977 | 3418.2192
| + | Agriculture / Forestry |  |  | B_102030 | 343.7231 | 0 | 0 | 0 | 0 | 0 | 0 | 0 | 0 | 0 | 0 | 0 | 0 | 0 | 0 | 147.0574 | [7 empty] | 7.7147 | [6 empty] | 139.3427 | 0 | [6 empty] | 19.4421 | 19.4421 | 0 | 0 | 0 | 0 | 4.4186 |  |  |  | 0 |  | 4.4186 | 0 | 0 | 0 | 0 | 0 | 0 | 0 | 0 | 0 | 0 | 0 |  | 0.21496 | 172.5662
| + | Fishing |  |  | B_102020 | 484.6183 | 0 | 0 | 0 | 0 | 0 | 0 | 0 | 0 | 0 | 0 | 0 | 0 | 0 | 0 | 467.3498 | [8 empty] | 5.3501 | [5 empty] | 460.065 | 1.9108 | [6 empty] | 0 | 0 | 0 | 0 | 0 | 0 | 0 |  |  |  | 0 |  | 0 | 0 | 0 | 0 | 0 | 0 | 0 | 0 | 0 | 0 | 0 | 0 |  | 0 | 17.2924
| + | Non-specified (Other) |  |  | B_102040 | 84.1454 | 0 | 0 | 0 | 0 | 0 | 0 | 0 | 0 | 0 | 0 | 0 | 0 | 0 | 0 | 84.1454 | [8 empty] | 1.0748 |  |  | 33.8922 |  |  | 49.1784 | 0 | [6 empty] | 0 | 0 | 0 | 0 | 0 | 0 | 0 |  |  |  | 0 |  | 0 | 0 | 0 | 0 | 0 | 0 | 0 | 0 | 0 | 0 | 0 | 0 |  | 0 | 0
Statistical differences |  |  |  |  | B_102200 | 6370.1156 | 41.9652 | 0 | 0 | 17.4596 | 0 | 0 | 0 | 24.5056 | 0 | 0 | 0 | 0 | 0 | 0 | 3796.9571 | 545.9062 | 0 | 52.5461 | 0 |  | 46.4316 | 224.6107 | 472.3655 | 584.4559 | -2.1018 | 8.4551 | -24.6489 | 0 | 1844.368 | 346.2549 | -75.8097 | 1.0509 | 9.0284 | -0.9315 | -234.069 | 0 | -0.95538 | 2529.9752 | 2529.999 | 0 | 0 | 0 | 0 | 1.2181 | 0 | 0 | 0 | 0 | 0 | 0 | 0 | 1.0509 | 0 | 0.3105 | -0.14331 | 0 | 0 | 0 | 0 | 0 | 0 | 0 | 0 | 0
Memo item:
|  | Liquid biofuels blended in gasoline/diesel |  |  | B_101014 | [54 empty] | 4.8008 | 110.6095

## Statisitics 2010 - IEA
|  | 1 | GWh | 0.0036 | Pj
| Electricity Generated |  | Heat Generated
| GWh | PJ | TJ | PJ
Coal | 105 | 0.378 | 258 | 0.258
Oil | 31 | 0.1116 | 2977 | 2.977
Gas | 4865 | 17.514 | 643 | 0.643
Biofuels | 257 | 0.9252 | 3315 | 3.315
Waste | 196 | 0.7056 | 8162 | 8.162
Nuclear | 0 | 0 | 0 | 0
Hydro | 117152 | 421.7472 | 0 | 0
Geothermal | 0 | 0 | 0 | 0
PV | 0 | 0 | 0 | 0
Solar thermal | 0 | 0 | 0 | 0
Wind | 879 | 3.1644 | 0 | 0
Tide | 0 | 0 | 0 | 0
Other | 155 | 0.558 | 6901 | 6.901
Imp | 14673 | 52.8228 | 0 | 0
Exp | 7124 | 25.6464 | 0 | 0
Total production | 123640 | 445.104 | 22256 | 22.256
Final consumption | 113451 | 408.4236 | 16081 | 16.081 | [5 empty] | .
|  | 1 | ktoe | 0.041868 | PJ
Fuel inputs
| Coal | Crude Oil | Oil Products | Nat Gas | Nuclear | Hydro | Geothermal + Solar | Biofuels and waste | Electricity
| ktoe | ktoe | ktoe | ktoe | ktoe | ktoe | ktoe | ktoe
Electricity Plants | 8 | 0 | 3 | 778 | 0 | 10040 | 76 | 34 | 0
CHP Plants | 18 | 0 | 0 | 0 | 0 | 0 | 0 | 165 | 0
Heat Plants | 1 | 0 | 79 | 16 | 0 | 0 | 0 | 190 | 73
| Coal | Crude Oil | Oil Products | Nat Gas | Nuclear | Hydro | Geothermal + Solar | Biofuels and waste
| PJ | PJ | PJ | PJ | PJ | PJ | PJ | PJ
Electricity Plants | 0.33494 | 0 | 0.1256 | 32.5733 | 0 | 420.3547 | 3.182 | 1.4235
CHP Plants | 0.75362 | 0 | 0 | 0 | 0 | 0 | 0 | 6.9082
Heat Plants | 0.041868 | 0 | 3.3076 | 0.66989 | 0 | 0 | 0 | 7.9549 | 3.0564
Tot. | 1.1304 | 0 | 3.4332 | 33.2432 | 0 | 420.3547 | 3.182 | 16.2867
Notes: Please note that the heat to which the tables are referring to is the district heating heat only and no individual heating is included in such value. In the energy balance you have the energy consumed for individual heating expressed as fuel in input to the different sectors as natural gas in the residential sector.

## Statistics 2010 - SSB
Energy balance. Energy consumption, by sector, contents and time | [10 empty] | Energy commodity balance. Supply and consumption of different energy products, by balance sheet, contents and time
|  | Total net domestic consumption incl. non-energy use | Total net domestic consumption excl. non-energy use | Manufacturing, mining and quarrying | Transport | Fishing and agriculture | Household | Private and public services incl. defence | Construction | Energy used for non-energy purposes
|  | 2010 | [10 empty] | 2010
| Coal and coke (1 000 tonnes) | 951 | 873 | 872 | 0 | 0 | 1 | 0 | 0 | 78 | 1 Total production | Coal (1 000 tonnes) | 1935
| Petroleum coke (1 000 tonnes) | 478 | 20 | 18 | 0 | 0 | 0 | 2 | 0 | 458 |  | Coke (1 000 tonnes) | 0
| Fuel wood, black liquor, garbage (1 000 tonnes oil equivalentes) | 1275 | 1275 | 426 | 113 | 4 | 704 | 21 | 6 | 0 |  | Petroleum coke (1 000 tonnes) | 162
| Gasoline (1 000 tonnes) | 1196 | 1196 | 0 | 1174 | 5 | 16 | 1 | 0 | 0 |  | Biofuels and waste (1 000 tonnes of oil equivalentes) | 1486
| Kerosene (1 000 tonnes) | 458 | 458 | 1 | 358 | 1 | 62 | 37 | 0 | 0 |  | Crude oil (1 000 tonnes) | 88517
| Middle distillates (1 000 tonnes) | 4286 | 4286 | 263 | 2922 | 582 | 101 | 291 | 127 | 0 |  | Gasoline (1 000 tonnes) | 10166
| Heavy fuel oil (1 000 tonnes) | 257 | 257 | 192 | 61 | 2 | 0 | 2 | 0 | 0 |  | Kerosene (1 000 tonnes) | 750
| Liquefied gas (1 000 tonnes) | 1066 | 206 | 160 | 2 | 7 | 12 | 8 | 17 | 859 |  | Middle distillates (1 000 tonnes) | 6130
| Natural gas (mill. Sm³) | 926 | 382 | 258 | 66 | 23 | 5 | 30 | 1 | 544 |  | Heavy fuel oil (1 000 tonnes) | 1957
| Other gases (1 000 tonnes oil equivalentes) | 307 | 307 | 295 | 0 | 0 | 0 | 12 | 0 | 0 |  | LPG/NGL (1 000 tonnes) | 6151
[12 empty] | Natural gas/LNG (mill. Sm³) | 110361
| Electricity (GWh) | 113746 | 113746 | 43374 | 687 | 2208 | 39754 | 26554 | 1169 | 0 |  | Other gas (1 000 tonnes oil equivalentes) | 1049
| District heating (GWh) | 4467 | 4467 | 443 | 0 | 2 | 1084 | 2938 | 0 | 0 |  | Electricity (GWh) | 123630
[12 empty] | District heating (GWh) | 5569
Figures were corrected 04.11.2016. | [10 empty] | 1.1 Primary energy production | Coal (1 000 tonnes) | 1935
[12 empty] | Coke (1 000 tonnes) | 0
[12 empty] | Petroleum coke (1 000 tonnes) | 0
[12 empty] | Biofuels and waste (1 000 tonnes of oil equivalentes) | 1486
[12 empty] | Crude oil (1 000 tonnes) | 88517
[12 empty] | Gasoline (1 000 tonnes) | 5145
[12 empty] | Kerosene (1 000 tonnes) | 0
[12 empty] | Middle distillates (1 000 tonnes) | 0
[12 empty] | Heavy fuel oil (1 000 tonnes) | 0
[12 empty] | LPG/NGL (1 000 tonnes) | 5734
[12 empty] | Natural gas/LNG (mill. Sm³) | 110361
[12 empty] | Other gas (1 000 tonnes oil equivalentes) | 0
[12 empty] | Electricity (GWh) | 0
[12 empty] | District heating (GWh) | 0
[11 empty] | 1.2 Secondary energy production | Coal (1 000 tonnes) | 0
[12 empty] | Coke (1 000 tonnes) | 0
[12 empty] | Petroleum coke (1 000 tonnes) | 162
[12 empty] | Biofuels and waste (1 000 tonnes of oil equivalentes) | 0
[12 empty] | Crude oil (1 000 tonnes) | 0
[12 empty] | Gasoline (1 000 tonnes) | 5022
[12 empty] | Kerosene (1 000 tonnes) | 750
[12 empty] | Middle distillates (1 000 tonnes) | 6130
[12 empty] | Heavy fuel oil (1 000 tonnes) | 1957
[12 empty] | LPG/NGL (1 000 tonnes) | 417
[12 empty] | Natural gas/LNG (mill. Sm³) | 0
[12 empty] | Other gas (1 000 tonnes oil equivalentes) | 1049
[12 empty] | Electricity (GWh) | 123630
[12 empty] | District heating (GWh) | 5569
[11 empty] | 2 Imports | Coal (1 000 tonnes) | 684
[12 empty] | Coke (1 000 tonnes) | 434
[12 empty] | Petroleum coke (1 000 tonnes) | 412
[12 empty] | Biofuels and waste (1 000 tonnes of oil equivalentes) | 160
[12 empty] | Crude oil (1 000 tonnes) | 998
[12 empty] | Gasoline (1 000 tonnes) | 389
[12 empty] | Kerosene (1 000 tonnes) | 405
[12 empty] | Middle distillates (1 000 tonnes) | 1188
[12 empty] | Heavy fuel oil (1 000 tonnes) | 1772
[12 empty] | LPG/NGL (1 000 tonnes) | 332
[12 empty] | Natural gas/LNG (mill. Sm³) | 0
[12 empty] | Other gas (1 000 tonnes oil equivalentes) | 0
[12 empty] | Electricity (GWh) | 14673
[12 empty] | District heating (GWh) | 0
[11 empty] | 3 Exports | Coal (1 000 tonnes) | 1691
[12 empty] | Coke (1 000 tonnes) | 4
[12 empty] | Petroleum coke (1 000 tonnes) | 20
[12 empty] | Biofuels and waste (1 000 tonnes of oil equivalentes) | 7
[12 empty] | Crude oil (1 000 tonnes) | 77750
[12 empty] | Gasoline (1 000 tonnes) | 7203
[12 empty] | Kerosene (1 000 tonnes) | 176
[12 empty] | Middle distillates (1 000 tonnes) | 2089
[12 empty] | Heavy fuel oil (1 000 tonnes) | 1798
[12 empty] | LPG/NGL (1 000 tonnes) | 5303
[12 empty] | Natural gas/LNG (mill. Sm³) | 102558
[12 empty] | Other gas (1 000 tonnes oil equivalentes) | 0
[12 empty] | Electricity (GWh) | 7123
[12 empty] | District heating (GWh) | 0
[11 empty] | 4 International bunkers | Coal (1 000 tonnes) | 0
[12 empty] | Coke (1 000 tonnes) | 0
[12 empty] | Petroleum coke (1 000 tonnes) | 0
[12 empty] | Biofuels and waste (1 000 tonnes of oil equivalentes) | 0
[12 empty] | Crude oil (1 000 tonnes) | 0
[12 empty] | Gasoline (1 000 tonnes) | 0
[12 empty] | Kerosene (1 000 tonnes) | 399
[12 empty] | Middle distillates (1 000 tonnes) | 273
[12 empty] | Heavy fuel oil (1 000 tonnes) | 189
[12 empty] | LPG/NGL (1 000 tonnes) | 0
[12 empty] | Natural gas/LNG (mill. Sm³) | 0
[12 empty] | Other gas (1 000 tonnes oil equivalentes) | 0
[12 empty] | Electricity (GWh) | 0
[12 empty] | District heating (GWh) | 0
[11 empty] | 4.1 International marine bunkers | Coal (1 000 tonnes) | 0
[12 empty] | Coke (1 000 tonnes) | 0
[12 empty] | Petroleum coke (1 000 tonnes) | 0
[12 empty] | Biofuels and waste (1 000 tonnes of oil equivalentes) | 0
[12 empty] | Crude oil (1 000 tonnes) | 0
[12 empty] | Gasoline (1 000 tonnes) | 0
[12 empty] | Kerosene (1 000 tonnes) | 0
[12 empty] | Middle distillates (1 000 tonnes) | 273
[12 empty] | Heavy fuel oil (1 000 tonnes) | 189
[12 empty] | LPG/NGL (1 000 tonnes) | 0
[12 empty] | Natural gas/LNG (mill. Sm³) | 0
[12 empty] | Other gas (1 000 tonnes oil equivalentes) | 0
[12 empty] | Electricity (GWh) | 0
[12 empty] | District heating (GWh) | 0
[11 empty] | 4.2 International aviation bunkers | Coal (1 000 tonnes) | 0
[12 empty] | Coke (1 000 tonnes) | 0
[12 empty] | Petroleum coke (1 000 tonnes) | 0
[12 empty] | Biofuels and waste (1 000 tonnes of oil equivalentes) | 0
[12 empty] | Crude oil (1 000 tonnes) | 0
[12 empty] | Gasoline (1 000 tonnes) | 0
[12 empty] | Kerosene (1 000 tonnes) | 399
[12 empty] | Middle distillates (1 000 tonnes) | 0
[12 empty] | Heavy fuel oil (1 000 tonnes) | 0
[12 empty] | LPG/NGL (1 000 tonnes) | 0
[12 empty] | Natural gas/LNG (mill. Sm³) | 0
[12 empty] | Other gas (1 000 tonnes oil equivalentes) | 0
[12 empty] | Electricity (GWh) | 0
[12 empty] | District heating (GWh) | 0
[11 empty] | 5 Changes in stocks (+ = net decrease,- = net increase) | Coal (1 000 tonnes) | -222
[12 empty] | Coke (1 000 tonnes) | -5
[12 empty] | Petroleum coke (1 000 tonnes) | 4
[12 empty] | Biofuels and waste (1 000 tonnes of oil equivalentes) | 0
[12 empty] | Crude oil (1 000 tonnes) | 50
[12 empty] | Gasoline (1 000 tonnes) | 192
[12 empty] | Kerosene (1 000 tonnes) | -1
[12 empty] | Middle distillates (1 000 tonnes) | 162
[12 empty] | Heavy fuel oil (1 000 tonnes) | 19
[12 empty] | LPG/NGL (1 000 tonnes) | -58
[12 empty] | Natural gas/LNG (mill. Sm³) | 0
[12 empty] | Other gas (1 000 tonnes oil equivalentes) | 0
[12 empty] | Electricity (GWh) | 0
[12 empty] | District heating (GWh) | 0
[11 empty] | 6v Gross domestic supply (1+2-3-4+5) | Coal (1 000 tonnes) | 706
[12 empty] | Coke (1 000 tonnes) | 426
[12 empty] | Petroleum coke (1 000 tonnes) | 559
[12 empty] | Biofuels and waste (1 000 tonnes of oil equivalentes) | 1639
[12 empty] | Crude oil (1 000 tonnes) | 11816
[12 empty] | Gasoline (1 000 tonnes) | 3545
[12 empty] | Kerosene (1 000 tonnes) | 579
[12 empty] | Middle distillates (1 000 tonnes) | 5118
[12 empty] | Heavy fuel oil (1 000 tonnes) | 1762
[12 empty] | LPG/NGL (1 000 tonnes) | 1122
[12 empty] | Natural gas/LNG (mill. Sm³) | 7803
[12 empty] | Other gas (1 000 tonnes oil equivalentes) | 1049
[12 empty] | Electricity (GWh) | 131179
[12 empty] | District heating (GWh) | 5569
[11 empty] | 8v Energy converted | Coal (1 000 tonnes) | 26
[12 empty] | Coke (1 000 tonnes) | 92
[12 empty] | Petroleum coke (1 000 tonnes) | 0
[12 empty] | Biofuels and waste (1 000 tonnes of oil equivalentes) | 364
[12 empty] | Crude oil (1 000 tonnes) | 11927
[12 empty] | Gasoline (1 000 tonnes) | 1067
[12 empty] | Kerosene (1 000 tonnes) | 90
[12 empty] | Middle distillates (1 000 tonnes) | 357
[12 empty] | Heavy fuel oil (1 000 tonnes) | 1534
[12 empty] | LPG/NGL (1 000 tonnes) | 275
[12 empty] | Natural gas/LNG (mill. Sm³) | 925
[12 empty] | Other gas (1 000 tonnes oil equivalentes) | 23
[12 empty] | Electricity (GWh) | 846
[12 empty] | District heating (GWh) | 5
[11 empty] | 8.1 In blast furnaces | Coal (1 000 tonnes) | 0
[12 empty] | Coke (1 000 tonnes) | 92
[12 empty] | Petroleum coke (1 000 tonnes) | 0
[12 empty] | Biofuels and waste (1 000 tonnes of oil equivalentes) | 0
[12 empty] | Crude oil (1 000 tonnes) | 0
[12 empty] | Gasoline (1 000 tonnes) | 0
[12 empty] | Kerosene (1 000 tonnes) | 0
[12 empty] | Middle distillates (1 000 tonnes) | 0
[12 empty] | Heavy fuel oil (1 000 tonnes) | 0
[12 empty] | LPG/NGL (1 000 tonnes) | 0
[12 empty] | Natural gas/LNG (mill. Sm³) | 0
[12 empty] | Other gas (1 000 tonnes oil equivalentes) | 0
[12 empty] | Electricity (GWh) | 0
[12 empty] | District heating (GWh) | 0
[11 empty] | 8.2 In oil refineries | Coal (1 000 tonnes) | 0
[12 empty] | Coke (1 000 tonnes) | 0
[12 empty] | Petroleum coke (1 000 tonnes) | 0
[12 empty] | Biofuels and waste (1 000 tonnes of oil equivalentes) | 0
[12 empty] | Crude oil (1 000 tonnes) | 11927
[12 empty] | Gasoline (1 000 tonnes) | 1067
[12 empty] | Kerosene (1 000 tonnes) | 90
[12 empty] | Middle distillates (1 000 tonnes) | 289
[12 empty] | Heavy fuel oil (1 000 tonnes) | 1534
[12 empty] | LPG/NGL (1 000 tonnes) | 23
[12 empty] | Natural gas/LNG (mill. Sm³) | 0
[12 empty] | Other gas (1 000 tonnes oil equivalentes) | 0
[12 empty] | Electricity (GWh) | 0
[12 empty] | District heating (GWh) | 0
[11 empty] | 8.3 In thermal power plants | Coal (1 000 tonnes) | 0
[12 empty] | Coke (1 000 tonnes) | 0
[12 empty] | Petroleum coke (1 000 tonnes) | 0
[12 empty] | Biofuels and waste (1 000 tonnes of oil equivalentes) | 30
[12 empty] | Crude oil (1 000 tonnes) | 0
[12 empty] | Gasoline (1 000 tonnes) | 0
[12 empty] | Kerosene (1 000 tonnes) | 0
[12 empty] | Middle distillates (1 000 tonnes) | 3
[12 empty] | Heavy fuel oil (1 000 tonnes) | 0
[12 empty] | LPG/NGL (1 000 tonnes) | 0
[12 empty] | Natural gas/LNG (mill. Sm³) | 906
[12 empty] | Other gas (1 000 tonnes oil equivalentes) | 11
[12 empty] | Electricity (GWh) | 0
[12 empty] | District heating (GWh) | 0
[11 empty] | 8.4 In combined heat and power plants | Coal (1 000 tonnes) | 26
[12 empty] | Coke (1 000 tonnes) | 0
[12 empty] | Petroleum coke (1 000 tonnes) | 0
[12 empty] | Biofuels and waste (1 000 tonnes of oil equivalentes) | 150
[12 empty] | Crude oil (1 000 tonnes) | 0
[12 empty] | Gasoline (1 000 tonnes) | 0
[12 empty] | Kerosene (1 000 tonnes) | 0
[12 empty] | Middle distillates (1 000 tonnes) | 2
[12 empty] | Heavy fuel oil (1 000 tonnes) | 0
[12 empty] | LPG/NGL (1 000 tonnes) | 0
[12 empty] | Natural gas/LNG (mill. Sm³) | 0
[12 empty] | Other gas (1 000 tonnes oil equivalentes) | 10
[12 empty] | Electricity (GWh) | 14
[12 empty] | District heating (GWh) | 0
[11 empty] | 8.5 In district heating plants | Coal (1 000 tonnes) | 0
[12 empty] | Coke (1 000 tonnes) | 0
[12 empty] | Petroleum coke (1 000 tonnes) | 0
[12 empty] | Biofuels and waste (1 000 tonnes of oil equivalentes) | 185
[12 empty] | Crude oil (1 000 tonnes) | 0
[12 empty] | Gasoline (1 000 tonnes) | 0
[12 empty] | Kerosene (1 000 tonnes) | 0
[12 empty] | Middle distillates (1 000 tonnes) | 63
[12 empty] | Heavy fuel oil (1 000 tonnes) | 0
[12 empty] | LPG/NGL (1 000 tonnes) | 12
[12 empty] | Natural gas/LNG (mill. Sm³) | 19
[12 empty] | Other gas (1 000 tonnes oil equivalentes) | 2
[12 empty] | Electricity (GWh) | 831
[12 empty] | District heating (GWh) | 5
[11 empty] | 8.6v Other conversion | Coal (1 000 tonnes) | 0
[12 empty] | Coke (1 000 tonnes) | 0
[12 empty] | Petroleum coke (1 000 tonnes) | 0
[12 empty] | Biofuels and waste (1 000 tonnes of oil equivalentes) | 0
[12 empty] | Crude oil (1 000 tonnes) | 0
[12 empty] | Gasoline (1 000 tonnes) | 0
[12 empty] | Kerosene (1 000 tonnes) | 0
[12 empty] | Middle distillates (1 000 tonnes) | 0
[12 empty] | Heavy fuel oil (1 000 tonnes) | 0
[12 empty] | LPG/NGL (1 000 tonnes) | 241
[12 empty] | Natural gas/LNG (mill. Sm³) | 0
[12 empty] | Other gas (1 000 tonnes oil equivalentes) | 0
[12 empty] | Electricity (GWh) | 0
[12 empty] | District heating (GWh) | 0
[11 empty] | 9 Energy industries own use | Coal (1 000 tonnes) | 0
[12 empty] | Coke (1 000 tonnes) | 0
[12 empty] | Petroleum coke (1 000 tonnes) | 0
[12 empty] | Biofuels and waste (1 000 tonnes of oil equivalentes) | 0
[12 empty] | Crude oil (1 000 tonnes) | 0
[12 empty] | Gasoline (1 000 tonnes) | 0
[12 empty] | Kerosene (1 000 tonnes) | 0
[12 empty] | Middle distillates (1 000 tonnes) | 213
[12 empty] | Heavy fuel oil (1 000 tonnes) | 1
[12 empty] | LPG/NGL (1 000 tonnes) | 5
[12 empty] | Natural gas/LNG (mill. Sm³) | 4283
[12 empty] | Other gas (1 000 tonnes oil equivalentes) | 620
[12 empty] | Electricity (GWh) | 7097
[12 empty] | District heating (GWh) | 78
[11 empty] | 9.1 Crude petroleum and natural gas production | Coal (1 000 tonnes) | 0
[12 empty] | Coke (1 000 tonnes) | 0
[12 empty] | Petroleum coke (1 000 tonnes) | 0
[12 empty] | Biofuels and waste (1 000 tonnes of oil equivalentes) | 0
[12 empty] | Crude oil (1 000 tonnes) | 0
[12 empty] | Gasoline (1 000 tonnes) | 0
[12 empty] | Kerosene (1 000 tonnes) | 0
[12 empty] | Middle distillates (1 000 tonnes) | 203
[12 empty] | Heavy fuel oil (1 000 tonnes) | 0
[12 empty] | LPG/NGL (1 000 tonnes) | 0
[12 empty] | Natural gas/LNG (mill. Sm³) | 4283
[12 empty] | Other gas (1 000 tonnes oil equivalentes) | 0
[12 empty] | Electricity (GWh) | 5404
[12 empty] | District heating (GWh) | 0
[11 empty] | 9.2 Coal mines | Coal (1 000 tonnes) | 0
[12 empty] | Coke (1 000 tonnes) | 0
[12 empty] | Petroleum coke (1 000 tonnes) | 0
[12 empty] | Biofuels and waste (1 000 tonnes of oil equivalentes) | 0
[12 empty] | Crude oil (1 000 tonnes) | 0
[12 empty] | Gasoline (1 000 tonnes) | 0
[12 empty] | Kerosene (1 000 tonnes) | 0
[12 empty] | Middle distillates (1 000 tonnes) | 0
[12 empty] | Heavy fuel oil (1 000 tonnes) | 0
[12 empty] | LPG/NGL (1 000 tonnes) | 0
[12 empty] | Natural gas/LNG (mill. Sm³) | 0
[12 empty] | Other gas (1 000 tonnes oil equivalentes) | 0
[12 empty] | Electricity (GWh) | 34
[12 empty] | District heating (GWh) | 0
[11 empty] | 9.3 Petroleum refineries | Coal (1 000 tonnes) | 0
[12 empty] | Coke (1 000 tonnes) | 0
[12 empty] | Petroleum coke (1 000 tonnes) | 0
[12 empty] | Biofuels and waste (1 000 tonnes of oil equivalentes) | 0
[12 empty] | Crude oil (1 000 tonnes) | 0
[12 empty] | Gasoline (1 000 tonnes) | 0
[12 empty] | Kerosene (1 000 tonnes) | 0
[12 empty] | Middle distillates (1 000 tonnes) | 1
[12 empty] | Heavy fuel oil (1 000 tonnes) | 1
[12 empty] | LPG/NGL (1 000 tonnes) | 5
[12 empty] | Natural gas/LNG (mill. Sm³) | 0
[12 empty] | Other gas (1 000 tonnes oil equivalentes) | 620
[12 empty] | Electricity (GWh) | 511
[12 empty] | District heating (GWh) | 69
[11 empty] | 9.4 Pumping storage power plants | Coal (1 000 tonnes) | 0
[12 empty] | Coke (1 000 tonnes) | 0
[12 empty] | Petroleum coke (1 000 tonnes) | 0
[12 empty] | Biofuels and waste (1 000 tonnes of oil equivalentes) | 0
[12 empty] | Crude oil (1 000 tonnes) | 0
[12 empty] | Gasoline (1 000 tonnes) | 0
[12 empty] | Kerosene (1 000 tonnes) | 0
[12 empty] | Middle distillates (1 000 tonnes) | 0
[12 empty] | Heavy fuel oil (1 000 tonnes) | 0
[12 empty] | LPG/NGL (1 000 tonnes) | 0
[12 empty] | Natural gas/LNG (mill. Sm³) | 0
[12 empty] | Other gas (1 000 tonnes oil equivalentes) | 0
[12 empty] | Electricity (GWh) | 574
[12 empty] | District heating (GWh) | 0
[11 empty] | 9.5 Hydro electric power plants | Coal (1 000 tonnes) | 0
[12 empty] | Coke (1 000 tonnes) | 0
[12 empty] | Petroleum coke (1 000 tonnes) | 0
[12 empty] | Biofuels and waste (1 000 tonnes of oil equivalentes) | 0
[12 empty] | Crude oil (1 000 tonnes) | 0
[12 empty] | Gasoline (1 000 tonnes) | 0
[12 empty] | Kerosene (1 000 tonnes) | 0
[12 empty] | Middle distillates (1 000 tonnes) | 1
[12 empty] | Heavy fuel oil (1 000 tonnes) | 0
[12 empty] | LPG/NGL (1 000 tonnes) | 0
[12 empty] | Natural gas/LNG (mill. Sm³) | 0
[12 empty] | Other gas (1 000 tonnes oil equivalentes) | 0
[12 empty] | Electricity (GWh) | 525
[12 empty] | District heating (GWh) | 0
[11 empty] | 9.6 Thermal power plants | Coal (1 000 tonnes) | 0
[12 empty] | Coke (1 000 tonnes) | 0
[12 empty] | Petroleum coke (1 000 tonnes) | 0
[12 empty] | Biofuels and waste (1 000 tonnes of oil equivalentes) | 0
[12 empty] | Crude oil (1 000 tonnes) | 0
[12 empty] | Gasoline (1 000 tonnes) | 0
[12 empty] | Kerosene (1 000 tonnes) | 0
[12 empty] | Middle distillates (1 000 tonnes) | 6
[12 empty] | Heavy fuel oil (1 000 tonnes) | 0
[12 empty] | LPG/NGL (1 000 tonnes) | 0
[12 empty] | Natural gas/LNG (mill. Sm³) | 0
[12 empty] | Other gas (1 000 tonnes oil equivalentes) | 0
[12 empty] | Electricity (GWh) | 24
[12 empty] | District heating (GWh) | 0
[11 empty] | 9.7 In combined heat and power plants | Coal (1 000 tonnes) | 0
[12 empty] | Coke (1 000 tonnes) | 0
[12 empty] | Petroleum coke (1 000 tonnes) | 0
[12 empty] | Biofuels and waste (1 000 tonnes of oil equivalentes) | 0
[12 empty] | Crude oil (1 000 tonnes) | 0
[12 empty] | Gasoline (1 000 tonnes) | 0
[12 empty] | Kerosene (1 000 tonnes) | 0
[12 empty] | Middle distillates (1 000 tonnes) | 0
[12 empty] | Heavy fuel oil (1 000 tonnes) | 0
[12 empty] | LPG/NGL (1 000 tonnes) | 0
[12 empty] | Natural gas/LNG (mill. Sm³) | 0
[12 empty] | Other gas (1 000 tonnes oil equivalentes) | 0
[12 empty] | Electricity (GWh) | 11
[12 empty] | District heating (GWh) | 0
[11 empty] | 9.8 District heating plants | Coal (1 000 tonnes) | 0
[12 empty] | Coke (1 000 tonnes) | 0
[12 empty] | Petroleum coke (1 000 tonnes) | 0
[12 empty] | Biofuels and waste (1 000 tonnes of oil equivalentes) | 0
[12 empty] | Crude oil (1 000 tonnes) | 0
[12 empty] | Gasoline (1 000 tonnes) | 0
[12 empty] | Kerosene (1 000 tonnes) | 0
[12 empty] | Middle distillates (1 000 tonnes) | 1
[12 empty] | Heavy fuel oil (1 000 tonnes) | 0
[12 empty] | LPG/NGL (1 000 tonnes) | 0
[12 empty] | Natural gas/LNG (mill. Sm³) | 0
[12 empty] | Other gas (1 000 tonnes oil equivalentes) | 0
[12 empty] | Electricity (GWh) | 14
[12 empty] | District heating (GWh) | 9
[11 empty] | 10 Losses in transport and distribution | Coal (1 000 tonnes) | 0
[12 empty] | Coke (1 000 tonnes) | 0
[12 empty] | Petroleum coke (1 000 tonnes) | 0
[12 empty] | Biofuels and waste (1 000 tonnes of oil equivalentes) | 0
[12 empty] | Crude oil (1 000 tonnes) | 0
[12 empty] | Gasoline (1 000 tonnes) | 0
[12 empty] | Kerosene (1 000 tonnes) | 0
[12 empty] | Middle distillates (1 000 tonnes) | 0
[12 empty] | Heavy fuel oil (1 000 tonnes) | 0
[12 empty] | LPG/NGL (1 000 tonnes) | 0
[12 empty] | Natural gas/LNG (mill. Sm³) | 15
[12 empty] | Other gas (1 000 tonnes oil equivalentes) | 99
[12 empty] | Electricity (GWh) | 9490
[12 empty] | District heating (GWh) | 1019
[11 empty] | 11 Statistical differences (6-8-9-10-12) | Coal (1 000 tonnes) | 25
[12 empty] | Coke (1 000 tonnes) | 37
[12 empty] | Petroleum coke (1 000 tonnes) | 82
[12 empty] | Biofuels and waste (1 000 tonnes of oil equivalentes) | 0
[12 empty] | Crude oil (1 000 tonnes) | -112
[12 empty] | Gasoline (1 000 tonnes) | 1281
[12 empty] | Kerosene (1 000 tonnes) | 32
[12 empty] | Middle distillates (1 000 tonnes) | 262
[12 empty] | Heavy fuel oil (1 000 tonnes) | -31
[12 empty] | LPG/NGL (1 000 tonnes) | -223
[12 empty] | Natural gas/LNG (mill. Sm³) | 1647
[12 empty] | Other gas (1 000 tonnes oil equivalentes) | 0
[12 empty] | Electricity (GWh) | 0
[12 empty] | District heating (GWh) | 0
[11 empty] | 12 Final consumption including non-energy use | Coal (1 000 tonnes) | 654
[12 empty] | Coke (1 000 tonnes) | 297
[12 empty] | Petroleum coke (1 000 tonnes) | 478
[12 empty] | Biofuels and waste (1 000 tonnes of oil equivalentes) | 1275
[12 empty] | Crude oil (1 000 tonnes) | 0
[12 empty] | Gasoline (1 000 tonnes) | 1196
[12 empty] | Kerosene (1 000 tonnes) | 458
[12 empty] | Middle distillates (1 000 tonnes) | 4286
[12 empty] | Heavy fuel oil (1 000 tonnes) | 257
[12 empty] | LPG/NGL (1 000 tonnes) | 1066
[12 empty] | Natural gas/LNG (mill. Sm³) | 926
[12 empty] | Other gas (1 000 tonnes oil equivalentes) | 307
[12 empty] | Electricity (GWh) | 113746
[12 empty] | District heating (GWh) | 4467
[11 empty] | 12.1 Final energy consumption, excl. non-energy use | Coal (1 000 tonnes) | 576
[12 empty] | Coke (1 000 tonnes) | 297
[12 empty] | Petroleum coke (1 000 tonnes) | 20
[12 empty] | Biofuels and waste (1 000 tonnes of oil equivalentes) | 1275
[12 empty] | Crude oil (1 000 tonnes) | 0
[12 empty] | Gasoline (1 000 tonnes) | 1196
[12 empty] | Kerosene (1 000 tonnes) | 458
[12 empty] | Middle distillates (1 000 tonnes) | 4286
[12 empty] | Heavy fuel oil (1 000 tonnes) | 257
[12 empty] | LPG/NGL (1 000 tonnes) | 206
[12 empty] | Natural gas/LNG (mill. Sm³) | 382
[12 empty] | Other gas (1 000 tonnes oil equivalentes) | 307
[12 empty] | Electricity (GWh) | 113746
[12 empty] | District heating (GWh) | 4467
[11 empty] | 13 Manufacturing, mining and quarrying | Coal (1 000 tonnes) | 576
[12 empty] | Coke (1 000 tonnes) | 296
[12 empty] | Petroleum coke (1 000 tonnes) | 18
[12 empty] | Biofuels and waste (1 000 tonnes of oil equivalentes) | 426
[12 empty] | Crude oil (1 000 tonnes) | 0
[12 empty] | Gasoline (1 000 tonnes) | 0
[12 empty] | Kerosene (1 000 tonnes) | 1
[12 empty] | Middle distillates (1 000 tonnes) | 263
[12 empty] | Heavy fuel oil (1 000 tonnes) | 192
[12 empty] | LPG/NGL (1 000 tonnes) | 160
[12 empty] | Natural gas/LNG (mill. Sm³) | 258
[12 empty] | Other gas (1 000 tonnes oil equivalentes) | 295
[12 empty] | Electricity (GWh) | 43374
[12 empty] | District heating (GWh) | 443
[11 empty] | 13.1 Mining and quarrying | Coal (1 000 tonnes) | 0
[12 empty] | Coke (1 000 tonnes) | 0
[12 empty] | Petroleum coke (1 000 tonnes) | 0
[12 empty] | Biofuels and waste (1 000 tonnes of oil equivalentes) | 0
[12 empty] | Crude oil (1 000 tonnes) | 0
[12 empty] | Gasoline (1 000 tonnes) | 0
[12 empty] | Kerosene (1 000 tonnes) | 0
[12 empty] | Middle distillates (1 000 tonnes) | 56
[12 empty] | Heavy fuel oil (1 000 tonnes) | 1
[12 empty] | LPG/NGL (1 000 tonnes) | 1
[12 empty] | Natural gas/LNG (mill. Sm³) | 5
[12 empty] | Other gas (1 000 tonnes oil equivalentes) | 1
[12 empty] | Electricity (GWh) | 559
[12 empty] | District heating (GWh) | 2
[11 empty] | 13.2 Manufacture of paper and paper products | Coal (1 000 tonnes) | 0
[12 empty] | Coke (1 000 tonnes) | 0
[12 empty] | Petroleum coke (1 000 tonnes) | 0
[12 empty] | Biofuels and waste (1 000 tonnes of oil equivalentes) | 277
[12 empty] | Crude oil (1 000 tonnes) | 0
[12 empty] | Gasoline (1 000 tonnes) | 0
[12 empty] | Kerosene (1 000 tonnes) | 0
[12 empty] | Middle distillates (1 000 tonnes) | 3
[12 empty] | Heavy fuel oil (1 000 tonnes) | 104
[12 empty] | LPG/NGL (1 000 tonnes) | 3
[12 empty] | Natural gas/LNG (mill. Sm³) | 1
[12 empty] | Other gas (1 000 tonnes oil equivalentes) | 2
[12 empty] | Electricity (GWh) | 4873
[12 empty] | District heating (GWh) | 1
[11 empty] | 13.3 Food and beverages | Coal (1 000 tonnes) | 0
[12 empty] | Coke (1 000 tonnes) | 0
[12 empty] | Petroleum coke (1 000 tonnes) | 0
[12 empty] | Biofuels and waste (1 000 tonnes of oil equivalentes) | 8
[12 empty] | Crude oil (1 000 tonnes) | 0
[12 empty] | Gasoline (1 000 tonnes) | 0
[12 empty] | Kerosene (1 000 tonnes) | 0
[12 empty] | Middle distillates (1 000 tonnes) | 69
[12 empty] | Heavy fuel oil (1 000 tonnes) | 0
[12 empty] | LPG/NGL (1 000 tonnes) | 16
[12 empty] | Natural gas/LNG (mill. Sm³) | 48
[12 empty] | Other gas (1 000 tonnes oil equivalentes) | 0
[12 empty] | Electricity (GWh) | 2716
[12 empty] | District heating (GWh) | 122
[11 empty] | 13.4 Manufacture of industrial chemicals | Coal (1 000 tonnes) | 209
[12 empty] | Coke (1 000 tonnes) | 81
[12 empty] | Petroleum coke (1 000 tonnes) | 1
[12 empty] | Biofuels and waste (1 000 tonnes of oil equivalentes) | 24
[12 empty] | Crude oil (1 000 tonnes) | 0
[12 empty] | Gasoline (1 000 tonnes) | 0
[12 empty] | Kerosene (1 000 tonnes) | 0
[12 empty] | Middle distillates (1 000 tonnes) | 34
[12 empty] | Heavy fuel oil (1 000 tonnes) | 23
[12 empty] | LPG/NGL (1 000 tonnes) | 55
[12 empty] | Natural gas/LNG (mill. Sm³) | 102
[12 empty] | Other gas (1 000 tonnes oil equivalentes) | 271
[12 empty] | Electricity (GWh) | 7460
[12 empty] | District heating (GWh) | 152
[11 empty] | 13.5 Manufacture of iron, steel and ferro-alloys | Coal (1 000 tonnes) | 250
[12 empty] | Coke (1 000 tonnes) | 200
[12 empty] | Petroleum coke (1 000 tonnes) | 2
[12 empty] | Biofuels and waste (1 000 tonnes of oil equivalentes) | 2
[12 empty] | Crude oil (1 000 tonnes) | 0
[12 empty] | Gasoline (1 000 tonnes) | 0
[12 empty] | Kerosene (1 000 tonnes) | 0
[12 empty] | Middle distillates (1 000 tonnes) | 7
[12 empty] | Heavy fuel oil (1 000 tonnes) | 0
[12 empty] | LPG/NGL (1 000 tonnes) | 1
[12 empty] | Natural gas/LNG (mill. Sm³) | 1
[12 empty] | Other gas (1 000 tonnes oil equivalentes) | 16
[12 empty] | Electricity (GWh) | 4540
[12 empty] | District heating (GWh) | 2
[11 empty] | 13.6 Manufacture of aluminium and other non-ferrous metals | Coal (1 000 tonnes) | 0
[12 empty] | Coke (1 000 tonnes) | 0
[12 empty] | Petroleum coke (1 000 tonnes) | 3
[12 empty] | Biofuels and waste (1 000 tonnes of oil equivalentes) | 0
[12 empty] | Crude oil (1 000 tonnes) | 0
[12 empty] | Gasoline (1 000 tonnes) | 0
[12 empty] | Kerosene (1 000 tonnes) | 0
[12 empty] | Middle distillates (1 000 tonnes) | 11
[12 empty] | Heavy fuel oil (1 000 tonnes) | 0
[12 empty] | LPG/NGL (1 000 tonnes) | 25
[12 empty] | Natural gas/LNG (mill. Sm³) | 88
[12 empty] | Other gas (1 000 tonnes oil equivalentes) | 0
[12 empty] | Electricity (GWh) | 18657
[12 empty] | District heating (GWh) | 11
[11 empty] | 13.7 Non metallic mineral prod | Coal (1 000 tonnes) | 117
[12 empty] | Coke (1 000 tonnes) | 16
[12 empty] | Petroleum coke (1 000 tonnes) | 12
[12 empty] | Biofuels and waste (1 000 tonnes of oil equivalentes) | 36
[12 empty] | Crude oil (1 000 tonnes) | 0
[12 empty] | Gasoline (1 000 tonnes) | 0
[12 empty] | Kerosene (1 000 tonnes) | 0
[12 empty] | Middle distillates (1 000 tonnes) | 33
[12 empty] | Heavy fuel oil (1 000 tonnes) | 63
[12 empty] | LPG/NGL (1 000 tonnes) | 44
[12 empty] | Natural gas/LNG (mill. Sm³) | 6
[12 empty] | Other gas (1 000 tonnes oil equivalentes) | 4
[12 empty] | Electricity (GWh) | 1175
[12 empty] | District heating (GWh) | 7
[11 empty] | 13.8 Other manufacturing | Coal (1 000 tonnes) | 0
[12 empty] | Coke (1 000 tonnes) | 0
[12 empty] | Petroleum coke (1 000 tonnes) | 0
[12 empty] | Biofuels and waste (1 000 tonnes of oil equivalentes) | 80
[12 empty] | Crude oil (1 000 tonnes) | 0
[12 empty] | Gasoline (1 000 tonnes) | 0
[12 empty] | Kerosene (1 000 tonnes) | 0
[12 empty] | Middle distillates (1 000 tonnes) | 48
[12 empty] | Heavy fuel oil (1 000 tonnes) | 2
[12 empty] | LPG/NGL (1 000 tonnes) | 15
[12 empty] | Natural gas/LNG (mill. Sm³) | 7
[12 empty] | Other gas (1 000 tonnes oil equivalentes) | 0
[12 empty] | Electricity (GWh) | 3394
[12 empty] | District heating (GWh) | 147
[11 empty] | 14 Transport | Coal (1 000 tonnes) | 0
[12 empty] | Coke (1 000 tonnes) | 0
[12 empty] | Petroleum coke (1 000 tonnes) | 0
[12 empty] | Biofuels and waste (1 000 tonnes of oil equivalentes) | 113
[12 empty] | Crude oil (1 000 tonnes) | 0
[12 empty] | Gasoline (1 000 tonnes) | 1174
[12 empty] | Kerosene (1 000 tonnes) | 358
[12 empty] | Middle distillates (1 000 tonnes) | 2922
[12 empty] | Heavy fuel oil (1 000 tonnes) | 61
[12 empty] | LPG/NGL (1 000 tonnes) | 2
[12 empty] | Natural gas/LNG (mill. Sm³) | 66
[12 empty] | Other gas (1 000 tonnes oil equivalentes) | 0
[12 empty] | Electricity (GWh) | 687
[12 empty] | District heating (GWh) | 0
[11 empty] | 14.1 Railways and subways | Coal (1 000 tonnes) | 0
[12 empty] | Coke (1 000 tonnes) | 0
[12 empty] | Petroleum coke (1 000 tonnes) | 0
[12 empty] | Biofuels and waste (1 000 tonnes of oil equivalentes) | 1
[12 empty] | Crude oil (1 000 tonnes) | 0
[12 empty] | Gasoline (1 000 tonnes) | 0
[12 empty] | Kerosene (1 000 tonnes) | 0
[12 empty] | Middle distillates (1 000 tonnes) | 12
[12 empty] | Heavy fuel oil (1 000 tonnes) | 0
[12 empty] | LPG/NGL (1 000 tonnes) | 0
[12 empty] | Natural gas/LNG (mill. Sm³) | 0
[12 empty] | Other gas (1 000 tonnes oil equivalentes) | 0
[12 empty] | Electricity (GWh) | 687
[12 empty] | District heating (GWh) | 0
[11 empty] | 14.2 Air transport | Coal (1 000 tonnes) | 0
[12 empty] | Coke (1 000 tonnes) | 0
[12 empty] | Petroleum coke (1 000 tonnes) | 0
[12 empty] | Biofuels and waste (1 000 tonnes of oil equivalentes) | 0
[12 empty] | Crude oil (1 000 tonnes) | 0
[12 empty] | Gasoline (1 000 tonnes) | 2
[12 empty] | Kerosene (1 000 tonnes) | 358
[12 empty] | Middle distillates (1 000 tonnes) | 0
[12 empty] | Heavy fuel oil (1 000 tonnes) | 0
[12 empty] | LPG/NGL (1 000 tonnes) | 0
[12 empty] | Natural gas/LNG (mill. Sm³) | 0
[12 empty] | Other gas (1 000 tonnes oil equivalentes) | 0
[12 empty] | Electricity (GWh) | 0
[12 empty] | District heating (GWh) | 0
[11 empty] | 14.3 Road transport | Coal (1 000 tonnes) | 0
[12 empty] | Coke (1 000 tonnes) | 0
[12 empty] | Petroleum coke (1 000 tonnes) | 0
[12 empty] | Biofuels and waste (1 000 tonnes of oil equivalentes) | 99
[12 empty] | Crude oil (1 000 tonnes) | 0
[12 empty] | Gasoline (1 000 tonnes) | 1133
[12 empty] | Kerosene (1 000 tonnes) | 0
[12 empty] | Middle distillates (1 000 tonnes) | 2227
[12 empty] | Heavy fuel oil (1 000 tonnes) | 0
[12 empty] | LPG/NGL (1 000 tonnes) | 2
[12 empty] | Natural gas/LNG (mill. Sm³) | 5
[12 empty] | Other gas (1 000 tonnes oil equivalentes) | 0
[12 empty] | Electricity (GWh) | 0
[12 empty] | District heating (GWh) | 0
[11 empty] | 14.4 Coastal shipping | Coal (1 000 tonnes) | 0
[12 empty] | Coke (1 000 tonnes) | 0
[12 empty] | Petroleum coke (1 000 tonnes) | 0
[12 empty] | Biofuels and waste (1 000 tonnes of oil equivalentes) | 13
[12 empty] | Crude oil (1 000 tonnes) | 0
[12 empty] | Gasoline (1 000 tonnes) | 39
[12 empty] | Kerosene (1 000 tonnes) | 0
[12 empty] | Middle distillates (1 000 tonnes) | 683
[12 empty] | Heavy fuel oil (1 000 tonnes) | 61
[12 empty] | LPG/NGL (1 000 tonnes) | 0
[12 empty] | Natural gas/LNG (mill. Sm³) | 61
[12 empty] | Other gas (1 000 tonnes oil equivalentes) | 0
[12 empty] | Electricity (GWh) | 0
[12 empty] | District heating (GWh) | 0
[11 empty] | 15 Other sectors | Coal (1 000 tonnes) | 0
[12 empty] | Coke (1 000 tonnes) | 0
[12 empty] | Petroleum coke (1 000 tonnes) | 2
[12 empty] | Biofuels and waste (1 000 tonnes of oil equivalentes) | 736
[12 empty] | Crude oil (1 000 tonnes) | 0
[12 empty] | Gasoline (1 000 tonnes) | 23
[12 empty] | Kerosene (1 000 tonnes) | 99
[12 empty] | Middle distillates (1 000 tonnes) | 1103
[12 empty] | Heavy fuel oil (1 000 tonnes) | 5
[12 empty] | LPG/NGL (1 000 tonnes) | 45
[12 empty] | Natural gas/LNG (mill. Sm³) | 58
[12 empty] | Other gas (1 000 tonnes oil equivalentes) | 12
[12 empty] | Electricity (GWh) | 69685
[12 empty] | District heating (GWh) | 4024
[11 empty] | 15.1 Fishing | Coal (1 000 tonnes) | 0
[12 empty] | Coke (1 000 tonnes) | 0
[12 empty] | Petroleum coke (1 000 tonnes) | 0
[12 empty] | Biofuels and waste (1 000 tonnes of oil equivalentes) | 0
[12 empty] | Crude oil (1 000 tonnes) | 0
[12 empty] | Gasoline (1 000 tonnes) | 5
[12 empty] | Kerosene (1 000 tonnes) | 0
[12 empty] | Middle distillates (1 000 tonnes) | 449
[12 empty] | Heavy fuel oil (1 000 tonnes) | 2
[12 empty] | LPG/NGL (1 000 tonnes) | 0
[12 empty] | Natural gas/LNG (mill. Sm³) | 0
[12 empty] | Other gas (1 000 tonnes oil equivalentes) | 0
[12 empty] | Electricity (GWh) | 201
[12 empty] | District heating (GWh) | 0
[11 empty] | 15.2 Agriculture | Coal (1 000 tonnes) | 0
[12 empty] | Coke (1 000 tonnes) | 0
[12 empty] | Petroleum coke (1 000 tonnes) | 0
[12 empty] | Biofuels and waste (1 000 tonnes of oil equivalentes) | 4
[12 empty] | Crude oil (1 000 tonnes) | 0
[12 empty] | Gasoline (1 000 tonnes) | 0
[12 empty] | Kerosene (1 000 tonnes) | 0
[12 empty] | Middle distillates (1 000 tonnes) | 133
[12 empty] | Heavy fuel oil (1 000 tonnes) | 0
[12 empty] | LPG/NGL (1 000 tonnes) | 7
[12 empty] | Natural gas/LNG (mill. Sm³) | 23
[12 empty] | Other gas (1 000 tonnes oil equivalentes) | 0
[12 empty] | Electricity (GWh) | 2007
[12 empty] | District heating (GWh) | 2
[11 empty] | 15.3 Households | Coal (1 000 tonnes) | 0
[12 empty] | Coke (1 000 tonnes) | 0
[12 empty] | Petroleum coke (1 000 tonnes) | 0
[12 empty] | Biofuels and waste (1 000 tonnes of oil equivalentes) | 704
[12 empty] | Crude oil (1 000 tonnes) | 0
[12 empty] | Gasoline (1 000 tonnes) | 16
[12 empty] | Kerosene (1 000 tonnes) | 62
[12 empty] | Middle distillates (1 000 tonnes) | 101
[12 empty] | Heavy fuel oil (1 000 tonnes) | 0
[12 empty] | LPG/NGL (1 000 tonnes) | 12
[12 empty] | Natural gas/LNG (mill. Sm³) | 5
[12 empty] | Other gas (1 000 tonnes oil equivalentes) | 0
[12 empty] | Electricity (GWh) | 39754
[12 empty] | District heating (GWh) | 1084
[11 empty] | 15.4 Private and public services, incl defence | Coal (1 000 tonnes) | 0
[12 empty] | Coke (1 000 tonnes) | 0
[12 empty] | Petroleum coke (1 000 tonnes) | 2
[12 empty] | Biofuels and waste (1 000 tonnes of oil equivalentes) | 21
[12 empty] | Crude oil (1 000 tonnes) | 0
[12 empty] | Gasoline (1 000 tonnes) | 1
[12 empty] | Kerosene (1 000 tonnes) | 37
[12 empty] | Middle distillates (1 000 tonnes) | 291
[12 empty] | Heavy fuel oil (1 000 tonnes) | 2
[12 empty] | LPG/NGL (1 000 tonnes) | 8
[12 empty] | Natural gas/LNG (mill. Sm³) | 30
[12 empty] | Other gas (1 000 tonnes oil equivalentes) | 12
[12 empty] | Electricity (GWh) | 26554
[12 empty] | District heating (GWh) | 2938
[11 empty] | 15.5 Construction | Coal (1 000 tonnes) | 0
[12 empty] | Coke (1 000 tonnes) | 0
[12 empty] | Petroleum coke (1 000 tonnes) | 0
[12 empty] | Biofuels and waste (1 000 tonnes of oil equivalentes) | 6
[12 empty] | Crude oil (1 000 tonnes) | 0
[12 empty] | Gasoline (1 000 tonnes) | 0
[12 empty] | Kerosene (1 000 tonnes) | 0
[12 empty] | Middle distillates (1 000 tonnes) | 129
[12 empty] | Heavy fuel oil (1 000 tonnes) | 0
[12 empty] | LPG/NGL (1 000 tonnes) | 17
[12 empty] | Natural gas/LNG (mill. Sm³) | 1
[12 empty] | Other gas (1 000 tonnes oil equivalentes) | 0
[12 empty] | Electricity (GWh) | 1169
[12 empty] | District heating (GWh) | 0
[11 empty] | 16 Non energy use | Coal (1 000 tonnes) | 78
[12 empty] | Coke (1 000 tonnes) | 0
[12 empty] | Petroleum coke (1 000 tonnes) | 458
[12 empty] | Biofuels and waste (1 000 tonnes of oil equivalentes) | 0
[12 empty] | Crude oil (1 000 tonnes) | 0
[12 empty] | Gasoline (1 000 tonnes) | 0
[12 empty] | Kerosene (1 000 tonnes) | 0
[12 empty] | Middle distillates (1 000 tonnes) | 0
[12 empty] | Heavy fuel oil (1 000 tonnes) | 0
[12 empty] | LPG/NGL (1 000 tonnes) | 859
[12 empty] | Natural gas/LNG (mill. Sm³) | 544
[12 empty] | Other gas (1 000 tonnes oil equivalentes) | 0
[12 empty] | Electricity (GWh) | 0
[12 empty] | District heating (GWh) | 0
[11 empty] | 16.1 In manufacture of industrial chemicals | Coal (1 000 tonnes) | 0
[12 empty] | Coke (1 000 tonnes) | 0
[12 empty] | Petroleum coke (1 000 tonnes) | 33
[12 empty] | Biofuels and waste (1 000 tonnes of oil equivalentes) | 0
[12 empty] | Crude oil (1 000 tonnes) | 0
[12 empty] | Gasoline (1 000 tonnes) | 0
[12 empty] | Kerosene (1 000 tonnes) | 0
[12 empty] | Middle distillates (1 000 tonnes) | 0
[12 empty] | Heavy fuel oil (1 000 tonnes) | 0
[12 empty] | LPG/NGL (1 000 tonnes) | 858
[12 empty] | Natural gas/LNG (mill. Sm³) | 544
[12 empty] | Other gas (1 000 tonnes oil equivalentes) | 0
[12 empty] | Electricity (GWh) | 0
[12 empty] | District heating (GWh) | 0
[11 empty] | 16.2 In other industry | Coal (1 000 tonnes) | 78
[12 empty] | Coke (1 000 tonnes) | 0
[12 empty] | Petroleum coke (1 000 tonnes) | 425
[12 empty] | Biofuels and waste (1 000 tonnes of oil equivalentes) | 0
[12 empty] | Crude oil (1 000 tonnes) | 0
[12 empty] | Gasoline (1 000 tonnes) | 0
[12 empty] | Kerosene (1 000 tonnes) | 0
[12 empty] | Middle distillates (1 000 tonnes) | 0
[12 empty] | Heavy fuel oil (1 000 tonnes) | 0
[12 empty] | LPG/NGL (1 000 tonnes) | 1
[12 empty] | Natural gas/LNG (mill. Sm³) | 0
[12 empty] | Other gas (1 000 tonnes oil equivalentes) | 0
[12 empty] | Electricity (GWh) | 0
[12 empty] | District heating (GWh) | 0
[11 empty] | Memo1 Memo1: Natural gas flared off on oil fields and terminals | Coal (1 000 tonnes) | 0
[12 empty] | Coke (1 000 tonnes) | 0
[12 empty] | Petroleum coke (1 000 tonnes) | 0
[12 empty] | Biofuels and waste (1 000 tonnes of oil equivalentes) | 0
[12 empty] | Crude oil (1 000 tonnes) | 0
[12 empty] | Gasoline (1 000 tonnes) | 0
[12 empty] | Kerosene (1 000 tonnes) | 0
[12 empty] | Middle distillates (1 000 tonnes) | 0
[12 empty] | Heavy fuel oil (1 000 tonnes) | 0
[12 empty] | LPG/NGL (1 000 tonnes) | 0
[12 empty] | Natural gas/LNG (mill. Sm³) | 490
[12 empty] | Other gas (1 000 tonnes oil equivalentes) | 0
[12 empty] | Electricity (GWh) | 0
[12 empty] | District heating (GWh) | 0
[11 empty] | Memo2 Memo2: Venting of naural gas on oil fields | Coal (1 000 tonnes) | 0
[12 empty] | Coke (1 000 tonnes) | 0
[12 empty] | Petroleum coke (1 000 tonnes) | 0
[12 empty] | Biofuels and waste (1 000 tonnes of oil equivalentes) | 0
[12 empty] | Crude oil (1 000 tonnes) | 0
[12 empty] | Gasoline (1 000 tonnes) | 0
[12 empty] | Kerosene (1 000 tonnes) | 0
[12 empty] | Middle distillates (1 000 tonnes) | 0
[12 empty] | Heavy fuel oil (1 000 tonnes) | 0
[12 empty] | LPG/NGL (1 000 tonnes) | 0
[12 empty] | Natural gas/LNG (mill. Sm³) | 31
[12 empty] | Other gas (1 000 tonnes oil equivalentes) | 0
[12 empty] | Electricity (GWh) | 0
[12 empty] | District heating (GWh) | 0
22 January 2015 figures for natural gas and other gases were corrected for manufacturing industries for the period 2009-2013.
balance sheet:
Mining and quarrying:
Industry 07, 08, 09.9 (SIC2007)
balance sheet:
Manufacture of paper and paper products:
Industry 17 (SIC2007)
balance sheet:
Food and beverages:
Industry 10-12 (SIC2007)
balance sheet:
Manufacture of industrial chemicals:
Industry 20.1 (SIC2007)
balance sheet:
Manufacture of iron, steel and ferro-alloys:
Industry 24.1 (SIC2007)
balance sheet:
Manufacture of aluminium and other non-ferrous metals:
Industry 24.4 (SIC2007)
balance sheet:
Non metallic mineral prod:
Industry 22-23 (SIC2007)
balance sheet:
In manufacture of industrial chemicals:
Industry 20.1 (SIC2007)
Note on O438: Industry 07, 08, 09.9 (SIC2007)
Note on O452: Industry 17 (SIC2007)
Note on O466: Industry 10-12 (SIC2007)
Note on O480: Industry 20.1 (SIC2007)
Note on O494: Industry 24.1 (SIC2007)
Note on O508: Industry 24.4 (SIC2007)
Note on O522: Industry 22-23 (SIC2007)
Note on O718: Industry 20.1 (SIC2007)
Notes:
Energy Consumption by sector taken from the SSB webiste:
https://www.ssb.no/statistikkbanken/SelectVarVal/Define.asp?MainTable=EnergiBal2&KortNavnWeb=energibalanse&PLanguage=1&checked=true
On the right you can also find the energy commodity balance taken from the SSB website:
https://www.ssb.no/statistikkbanken/SelectVarVal/Define.asp?subjectcode=al&ProductId=al&MainTable=EnergiVareBalans&SubTable=1&PLanguage=1&nvl=True&Qid=0&gruppe1=Hele&gruppe2=Hele&VS1=EnergiVareBalanse01&VS2=&mt=0&KortNavnWeb=energibalanse&CMSSubjectArea=&StatVariant=&checked=true
Further information can be found at the following page, which serves as navigation portal to the whole database

## Eurostat Energy Bal. 2011
[6 empty] | 0000 | 2000 | 2115 | 2116 | 2117 | 2118 | 2210 | 2112 | 2121 | 2122 | 2130 | 2230 | 2310 | 2330 | 2410 | 3000 | 3105 | 3106 | 3191 | 3192 | 3193 | 3214 | 3215 | 3220 | 3234 | 3235 | 3246 | 3247 | 3244 | 3250 | 3260 | 3270A | 3281 | 3282 | 3283 | 3285 | 3286 | 3295 | 4000 | 4100 | 4210 | 4220 | 4230 | 4240 | 5500 | 5510 | 5520 | 5535 | 5532 | 5534 | 5541 | 5544 | 5542 | 55431 | 5546 | 5547 | 5549 | 5548 | 5550 | 7200 | 7100 | 55432 | 5100 | 5200 | 6000
ktoe |  |  |  | Norway | 2011 | Total all products | Solid fuels | Anthracite | Coking coal | Other bituminous coal | Sub-bituminous coal | Lignite / Brown Coal | Patent Fuels | Coke oven coke | Gas coke | Coal tar | BKB | Peat | Peat products | Oil shale & oil sands | Oil (total) | Crude oil | Natural Gas Liguids | Refinery Feedstocks | Additives / Oxygenates | Other Hydrocarb. (w/o bio) | Refinery gas | Ethane | LPG | Motor Gasoline (w/o bio) | Aviation Gasoline | Gasoline Type Jet Fuel | Kerosene Type Jet Fuel | Other Kerosene | Naphtha | Gas/Diesel Oil (w/o bio) | Fuel Oil | White spirit and SBP | Lubricants | Bitumen | Petroleum Coke | Paraffin Waxes | Other Products | Gas | Natural gas | Coke oven gas | Blast furnace gas | Gasworks gas | Other recovered gas | Total Renewables | Hydro power | Wind power | Tide, wave and ocean | Solar thermal | Solar PV | Solid biomass | Charcoal | Biogas (all) | Municipal wastes (renew.) | Bio gasoline | Biodiesel | Bio jet kerosene | Other liquid biofuels | Geo-thermal | Wastes (non ren.) | Industrial wastes | Municial wastes (non-ren.) | Nuclear heat | Derived heat | Electricity
+ | Primary production |  |  |  | B_100100 | 199626.039 | 930.2331 | 0 | 0 | 930.2331 | 0 | 0 | [5 empty] | 0 |  | 0 | 96873.1728 | 87881.1981 | 8867.1539 |  | 124.8209 | [18 empty] | 89734.4989 | 89734.4989 |  |  |  |  | 11914.3021 | 10343.0782 | 110.3229 | 0 | 0 | 0 | 1180.0898 |  | 29.4975 | 171.1092 | 0 | 80.2045 | 0 | 0 | 0 | 173.8559 | 2.7467 | 171.1092 | 0
+ | Primary production receipt |  |  |  | B_100110 | 0 | [14 empty] | 0 | [15 empty] | 0
+ | From other sources (Recovered products) |  |  |  | B_100200 | 0 | 0 | 0 | 0 | 0 | 0 | 0 | 0 | 0 | 0 | 0 | 0 | 0 | 0 | 0 | 0 |  |  |  | 0 | [18 empty] | 0 | 0 |  |  | 0 | 0
| + | of which From Oil Products |  |  | B_150201 | 0 | 0 | [5 empty] | 0 | 0 | 0 | 0 | 0 |  | 0 | 0 | [23 empty] | 0 | 0 | 0 | 0 | 0 | 0
| + | of which From Natural Gas |  |  | B_150202 | 0 | 0 | [5 empty] | 0 | 0 | 0 | 0 | 0 |  | 0 | 0 | [23 empty] | 0 |  | 0 | 0 | 0 | 0
| + | of which From Renewables |  |  | B_150203 | 0 | 0 | [5 empty] | 0 | 0 | 0 | 0 | 0 |  | 0 | 0 | 0 |  |  |  | 0 | [18 empty] | 0 | 0 | 0 | 0 | 0 | 0
| + | of which From Coal |  |  | B_150204 | 0 | [37 empty] | 0 | 0
+ | Recycled products |  |  |  | B_100210 | 0 | [14 empty] | 0 | [15 empty] | 0
+ | Imports |  |  |  | B_100300 | 7473.512 | 785.5642 | 0 | 0 | 475.8527 | 0 | 0 | 0 | 309.7354 | 0 | 0 | 0 | 0 | 0 | 0 | 5545.8106 | 1270.7557 | [5 empty] | 72.6808 | 190.4796 | 175.8861 | 37.7377 |  | 273.1919 | 182.2155 | 56.6304 | 1235.717 | 1310.7863 | 13.5426 | 42.1324 | 357.6956 | 310.1414 |  | 16.2415 | 0 | 0 |  |  |  |  | 174.3814 |  |  |  | 0 |  | 59.0427 | 0 | 0 | 0 | 8.0013 | 105.3549 | 0 | 1.9824 | 0 | 0 | 0 | 0 |  | 0 | 967.7558
+ | Stock changes |  |  |  | B_100400 | -617.0584 | 138.4351 | 0 | 0 | 125.5135 | 0 | 0 | 0 | 12.9454 | 0 | 0 | 0 | 0 | 0 | 0 | -728.6233 | -470.1204 | [6 empty] | 15.4056 | -56.8453 |  |  | -47.2437 | 44.2581 | 13.6381 | -243.8617 | 59.2338 |  | 5.0158 | -4.6575 | -43.47 |  |  | -26.8702 | -26.8702 | 0 | 0 | 0 | 0 | 0 | [5 empty] | 0 | 0 | 0 | 0 | 0 | 0 | 0 | 0 |  | 0 | 0 | 0
- | Exports |  |  |  | B_100500 | 177678.0357 | 1009.4105 | 0 | 0 | 1009.4105 | 0 | 0 | 0 | 0 | 0 | 0 | 0 | 0 | 0 | 0 | 90476.9275 | 73951.1321 | [5 empty] | 386.4765 | 5565.9692 | 3007.0698 |  |  | 131.4608 | 107.0507 | 2427.3431 | 3062.6732 | 1790.3888 |  | 1.0032 |  | 23.4069 |  | 22.9292 | 84869.2558 | 84869.2558 |  |  |  |  | 90.3554 |  |  |  | 0 |  | 10.151 | 0 | 0 | 0 | 0 | 80.2045 | 0 | 0 | 0 | 0 | 0 | 0 |  | 0 | 1232.0627
- | Bunkers |  |  |  | B_100800 | 376.9466 | 0 | 0 | 0 | 0 | 0 | 0 | 0 | 0 | 0 | 0 | 0 | 0 | 0 | 0 | 376.9466 | [14 empty] | 191.6022 | 185.3444 | [6 empty] | 0 | 0
- | Direct use |  |  |  | B_100112
Gross inland consumption |  |  |  |  | B_100900 | 28427.5342 | 844.8218 | 0 | 0 | 522.1649 | 0 | 0 | 0 | 322.6569 | 0 | 0 | 0 | 0 | 0 | 0 | 10836.4861 | 14730.7013 | 8867.1539 |  | 124.8209 |  |  | -313.7957 | -5360.0602 | -2888.029 | 37.7377 |  | 94.4874 | 119.4229 | -2357.0985 | -2262.42 | -605.7132 | 13.5426 | 46.145 | 353.0381 | 243.2645 |  | -6.6877 | 4838.373 | 4838.373 | 0 | 0 | 0 | 0 | 11998.3042 | 10343.0782 | 110.3229 | 0 | 0 | 0 | 1228.9816 | 0 | 29.4975 | 171.1092 | 8.0013 | 105.3549 | 0 | 1.9824 | 0 | 173.8559 | 2.7467 | 171.1092 | 0 | 0 | -264.3069
Transformation input |  |  |  |  | B_101000 | 17501.4092 | 77.8876 | 0 | 0 | 16.767 | 0 | 0 | 0 | 61.1207 | 0 | 0 | 0 | 0 | 0 | 0 | 16283.3668 | 14754.2992 |  | 1292.2041 | 124.8209 |  | 68.4771 |  | 7.7147 | [6 empty] | 35.8747 | 0 | [6 empty] | 616.8434 | 603.7069 | 0 | 13.1365 | 0 | 0 | 290.556 |  |  |  | 0 |  | 137.2409 | 0 | 3.9171 | 149.3981 | 0 | 0 | 0 | 0 | 0 | 152.1448 | 2.7467 | 149.3981 | 0 | 20.3974 | 60.1892
+ | Conventional Thermal Power Stations |  |  |  | B_101001 | 888.8889 | 16.767 | 0 | 0 | 16.767 | 0 | 0 | 0 | 0 | 0 | 0 | 0 | 0 | 0 | 0 | 3.0811 | [14 empty] | 3.0811 | 0 | [6 empty] | 600.4108 | 587.9192 | 0 | 12.4916 | 0 | 0 | 139.08 |  |  |  | 0 |  | 30.7156 |  | 1.9585 | 106.4058 | 0 | 0 | 0 | 0 | 0 | 109.1526 | 2.7467 | 106.4058 |  | 20.3974
| + | Main Activity Producer Conventional Thermal Power Stations |  |  | B_101021 | 244.0527 | 16.767 | 0 | 0 | 16.767 | 0 | 0 | 0 | 0 | 0 | 0 | 0 | 0 | 0 | 0 | 0 | [15 empty] | 0 | [6 empty] | 12.4916 | 0 | 0 | 12.4916 | 0 | 0 | 108.3644 |  |  |  | 0 |  | 0 |  | 1.9585 | 106.4058 | 0 | 0 | 0 | 0 | 0 | 106.4058 | 0 | 106.4058
|  | + | Main Activity Producer Electricity Plants |  | B_101031 | 14.1397 | 0 | 0 | 0 | 0 | 0 | 0 | 0 | 0 | 0 | 0 | 0 | 0 | 0 | 0 | 0 | [15 empty] | 0 | [6 empty] | 12.4916 | 0 | 0 | 12.4916 | 0 | 0 | 1.648 |  |  |  | 0 |  | 0 |  | 1.648 | 0 | 0 | 0 | 0 | 0 | 0 | 0 | 0 | 0
|  | + | Main Activity Producer CHP Plants |  | B_101032 | 229.9131 | 16.767 | 0 | 0 | 16.767 | 0 | 0 | 0 | 0 | 0 | 0 | 0 | 0 | 0 | 0 | 0 | [15 empty] | 0 | [6 empty] | 0 | 0 | 0 | 0 | 0 | 0 | 106.7163 |  |  |  | 0 |  | 0 |  | 0.3105 | 106.4058 | 0 | 0 | 0 | 0 | 0 | 106.4058 | 0 | 106.4058
| + | Autoproducer Conventional Thermal Power Stations |  |  | B_101022 | 624.4626 | 0 | 0 | 0 | 0 | 0 | 0 | 0 | 0 | 0 | 0 | 0 | 0 | 0 | 0 | 3.0811 | [14 empty] | 3.0811 | 0 | [6 empty] | 587.9192 | 587.9192 | 0 | 0 | 0 | 0 | 30.7156 |  |  |  | 0 |  | 30.7156 |  | 0 | 0 | 0 | 0 | 0 | 0 | 0 | 2.7467 | 2.7467 | 0
|  | + | Autoproducer Electricity Plants |  | B_101034 | 624.4626 | 0 | 0 | 0 | 0 | 0 | 0 | 0 | 0 | 0 | 0 | 0 | 0 | 0 | 0 | 3.0811 | [14 empty] | 3.0811 | 0 | [6 empty] | 587.9192 | 587.9192 | 0 | 0 | 0 | 0 | 30.7156 |  |  |  | 0 |  | 30.7156 |  | 0 | 0 | 0 | 0 | 0 | 0 | 0 | 2.7467 | 2.7467 | 0
|  | + | Autoproducer CHP Plants |  | B_101035 | 0 | 0 | 0 | 0 | 0 | 0 | 0 | 0 | 0 | 0 | 0 | 0 | 0 | 0 | 0 | 0 | [15 empty] | 0 | [6 empty] | 0 | 0 | 0 | 0 | 0 | 0 | 0 |  |  |  | 0 |  | 0 |  | 0 | 0 | 0 | 0 | 0 | 0 | 0 | 0 | 0 | 0
| + | Used for electricity generation |  |  | B_101017 | 20.3974 | [62 empty] | 20.3974
+ | Nuclear Power Stations |  |  |  | B_101002 | 0 | [61 empty] | 0
+ | Coke-ovens |  |  |  | B_101004 | 0 | 0 | 0 | 0 | 0 | 0 | 0 | 0 | 0 | 0 | 0 | 0 | 0 | 0 | 0 | 0 | [15 empty] | 0 | [6 empty] | 0 | 0 | 0 | 0 | 0 | 0
+ | Blast-furnaces |  |  |  | B_101006 | 61.1207 | 61.1207 | [6 empty] | 61.1207
+ | Gas works |  |  |  | B_101007 | 0 | 0 | 0 | 0 | 0 | 0 | 0 | 0 | 0 | 0 | 0 | 0 | 0 | 0 | 0 | 0 | [15 empty] | 0 | [6 empty] | 0 | 0 | 0 | 0 | 0 | 0 | 0 | [7 empty] | 0 |  | 0 | 0 | 0 | 0
+ | Refineries |  |  |  | B_101008 | 16171.3003 | [14 empty] | 16171.3003 | 14754.2992 |  | 1292.2041 | 124.8209
+ | District heating plants |  |  |  | B_101009 | 380.0755 | 0 | 0 | 0 | 0 | 0 | 0 | 0 | 0 | 0 | 0 | 0 | 0 | 0 | 0 | 108.9854 | [5 empty] | 68.4771 |  | 7.7147 | [6 empty] | 32.7935 | 0 | [6 empty] | 16.4326 | 15.8116 | 0 | 0.64488 | 0 | 0 | 151.4761 |  |  |  | 0 |  | 106.5253 |  | 1.9585 | 42.9923 | 0 | 0 | 0 | 0 | 0 | 42.9923 | 0 | 42.9923 |  |  | 60.1892
| + | Main Activity Producer Heat Only Plants |  |  | B_101038 | 319.8863 | 0 | 0 | 0 | 0 | 0 | 0 | 0 | 0 | 0 | 0 | 0 | 0 | 0 | 0 | 108.9854 | [5 empty] | 68.4771 |  | 7.7147 | [6 empty] | 32.7935 | 0 | [6 empty] | 16.4326 | 15.8116 | 0 | 0.64488 | 0 | 0 | 151.4761 |  |  |  | 0 |  | 106.5253 |  | 1.9585 | 42.9923 | 0 | 0 | 0 | 0 | 0 | 42.9923 | 0 | 42.9923
| + | Autoproducer Heat Only Plants |  |  | B_101039 | 0 | 0 | 0 | 0 | 0 | 0 | 0 | 0 | 0 | 0 | 0 | 0 | 0 | 0 | 0 | 0 | [15 empty] | 0 | [6 empty] | 0 | 0 | 0 | 0 | 0 | 0 | 0 |  |  |  | 0 |  | 0 |  | 0 | 0 | 0 | 0 | 0 | 0 | 0 | 0 | 0 | 0
| + | Used for heat pumps |  |  | B_101322 | 12.8977 | [63 empty] | 12.8977
| + | Used for electric boilers |  |  | B_101323 | 47.2915 | [63 empty] | 47.2915
+ | Patent fuel plants |  |  |  | B_101010 | 0 | 0 | 0 | 0 | 0 | 0 | 0 | 0 | 0 | 0 | 0 | 0 | 0 | 0 | 0 | 0 | [15 empty] | 0 | [6 empty] | 0 |  | 0 | 0 | 0 | 0 | 0 | [9 empty] | 0 | 0 | 0 | 0 |  | 0 | 0
+ | BKB / PB Plants |  |  |  | B_101011 | 0 | 0 | 0 | 0 | 0 | 0 | 0 | 0 | 0 | 0 | 0 | 0 | 0 | 0 | 0 | [23 empty] | 0 |  | 0 | 0 | 0 | 0 | 0 | [5 empty] | 0 | 0 |  | 0 | 0 | 0 | 0 | 0 |  | 0 | 0 | 0
+ | Coal Liquefaction Plants |  |  |  | B_101012 | 0 | 0 | 0 | 0 | 0 | 0 | 0 | 0 | 0 | 0 | 0 | 0 | 0 | 0 | 0 | [23 empty] | 0 |  | 0 | 0 | 0 | 0
+ | For Blended Natural Gas |  |  |  | B_101013 | 0 | [14 empty] | 0 | [15 empty] | 0 | [6 empty] | 0 |  | 0 | 0 | 0 | 0 | 0 | [7 empty] | 0 |  | 0 | 0 | 0
+ | Charcoal production plants (transformation) |  |  |  | B_101015 | 0 | [43 empty] | 0 | [5 empty] | 0 |  |  |  | 0 | 0 | 0 | 0
+ | Gas-to-Liquids (GTL) Plants (transformation) |  |  |  | B_101016 | 0 | [37 empty] | 0 | 0
+ | Non-specified Transformation Input |  |  |  | B_101020 | 0 | 0 | 0 | 0 | 0 | 0 | 0 | 0 | 0 | 0 | 0 | 0 | 0 | 0 | 0 | 0 | [15 empty] | 0 | [6 empty] | 0 | 0 | 0 | 0 | 0 | 0 | 0 |  |  |  | 0 |  | 0 | 0 | 0 | 0 | 0 | 0 | 0 | 0 | 0 | 0 | 0 | 0
Transformation output |  |  |  |  | B_101100 | 17161.0299 | 0 | [5 empty] | 0 | 0 | 0 | 0 | 0 |  | 0 |  | 16162.3913 | [5 empty] | 423.6887 |  | 452.5413 | 4083.7633 |  |  | 426.2205 | 446.7612 | 1572.8002 | 6683.7919 | 1669.0551 |  |  |  | 403.769 |  |  | 61.1207 |  | 0 | 61.1207 | 0 | 0 | 0 | [6 empty] | 0 | [11 empty] | 525.031 | 412.463
+ | Conventional Thermal Power Stations |  |  |  | B_101101 | 592.6961 | [62 empty] | 180.2331 | 412.463
| + | Main Activity Producer Conventional Thermal Power Stations |  |  | B_101121 | 211.1875 | [62 empty] | 180.2331 | 30.9544
|  | + | El. Gen. Main activity electricity only - Geothermal |  | 15_107038 | 0 | [63 empty] | 0
|  | + | El. Gen. Main activity electricity only - Combustible Fuels |  | 15_107048 | 8.7656 | [63 empty] | 8.7656
|  | + | El. Gen. Main activity electricity only - Other Sources |  | 15_107054 | 0 | [63 empty] | 0
|  | + | El. Gen. Main activity electricity only - Solar Thermal |  | 14_1070422 | 0 | [63 empty] | 0
|  | + | El. Gen. Main activity CHP plants - Geothermal |  | 15_107039 | 0 | [63 empty] | 0
|  | + | El. Gen. Main activity CHP plants - Combustible Fuels |  | 15_107049 | 22.1888 | [63 empty] | 22.1888
|  | + | El. Gen. Main activity CHP plants - Other Sources |  | 15_107055 | 0 | [63 empty] | 0
|  | + | El. Gen. Main activity CHP plants - Solar Thermal |  | 14_1070423 | 0 | [63 empty] | 0
|  | + | Heat Prod. Main activity CHP plants - Geothermal |  | 15_107064 | 0 | [62 empty] | 0
|  | + | Heat Prod. Main activity CHP plants - Combustible Fuels |  | 15_107072 | 178.9672 | [62 empty] | 178.9672
|  | + | Heat Prod. Main activity CHP plants - Heat Pumps |  | 15_107076 | 0.85985 | [62 empty] | 0.85985
|  | + | Heat Prod. Main activity CHP plants - Electric Boilers |  | 15_107080 | 0.40604 | [62 empty] | 0.40604
|  | + | Heat Prod. Main activity CHP plants - Other Sources |  | 15_107086 | 0 | [62 empty] | 0
|  | + | Heat Prod. Main activity CHP plants - Solar Thermal |  | 14_1070681 | 0 | [62 empty] | 0
| + | Autoproducer Conventional Thermal Power Stations |  |  | B_101122 | 381.5086 | [62 empty] | 0 | 381.5086
|  | + | El. Gen. Autoproducer electricity only - Geothermal |  | 15_107040 | 0 | [63 empty] | 0
|  | + | El. Gen. Autoproducer electricity only - Combustible Fuels |  | 15_107050 | 376.5167 | [63 empty] | 376.5167
|  | + | El. Gen. Autoproducer electricity only - Heat from Chemical Sources |  | 15_107052 | 4.9919 | [63 empty] | 4.9919
|  | + | El. Gen. Autoproducer electricity only - Other Sources |  | 15_107056 | 0 | [63 empty] | 0
|  | + | El. Gen. Autoproducer electricity only - Solar Thermal |  | 14_1070432 | 0 | [63 empty] | 0
|  | + | El. Gen. Autoproducer CHP plants - Geothermal |  | 15_107041 | 0 | [63 empty] | 0
|  | + | El. Gen. Autoproducer CHP plants - Combustible Fuels |  | 15_107051 | 0 | [63 empty] | 0
|  | + | El. Gen. Autoproducer CHP plants - Heat from Chemical Sources |  | 15_107053 | 0 | [63 empty] | 0
|  | + | El. Gen. Autoproducer CHP plants - Other Sources |  | 15_107057 | 0 | [63 empty] | 0
|  | + | El. Gen. Autoproducer CHP plants - Solar Thermal |  | 14_1070433 | 0 | [63 empty] | 0
|  | + | Heat Prod. Autoproducer CHP plants - Geothermal |  | 15_107066 | 0 | [62 empty] | 0
|  | + | Heat Prod. Autoproducer CHP plants - Combustible Fuels |  | 15_107074 | 0 | [62 empty] | 0
|  | + | Heat Prod. Autoproducer CHP plants - Heat Pumps |  | 15_107078 | 0 | [62 empty] | 0
|  | + | Heat Prod. Autoproducer CHP plants - Electric Boilers |  | 15_107082 | 0 | [62 empty] | 0
|  | + | Heat Prod. Autoproducer CHP plants - Heat from Chemical Sources |  | 15_107084 | 0 | [62 empty] | 0
|  | + | Heat Prod. Autoproducer CHP plants - Other Sources |  | 15_107088 | 0 | [62 empty] | 0
|  | + | Heat Prod. Autoproducer CHP plants - Solar Thermal |  | 14_1070701 | 0 | [62 empty] | 0
+ | Nuclear power stations |  |  |  | B_101102 | 0 | [62 empty] | 0 | 0
| + | El. Gen. Main Activity electricity only - Nuclear |  |  | 15_107030 | 0 | [63 empty] | 0
| + | El. Gen. Main Activity CHP plants - Nuclear |  |  | 15_107031 | 0 | [63 empty] | 0
| + | El. Gen. Autoproducer electricity only - Nuclear |  |  | 15_107032 | 0 | [63 empty] | 0
| + | El. Gen. Autoproducer CHP plants - Nuclear |  |  | 15_107033 | 0 | [63 empty] | 0
| + | Heat Prod. Main Activity CHP plants - Nuclear |  |  | 15_107060 | 0 | [62 empty] | 0
| + | Heat Prod. Autoproducer CHP plants - Nuclear |  |  | 15_107062 | 0 | [62 empty] | 0
+ | Coke-ovens |  |  |  | B_101104 | 0 | 0 | [6 empty] | 0 |  | 0 | [27 empty] | 0 |  | 0
+ | Blast-furnaces |  |  |  | B_101106 | 61.1207 | [37 empty] | 61.1207 |  |  | 61.1207 |  | 0
+ | Gas works |  |  |  | B_101107 | 0 | 0 | [7 empty] | 0 | [28 empty] | 0 |  |  |  | 0
+ | Refineries |  |  |  | B_101108 | 16162.3913 | [14 empty] | 16162.3913 | [5 empty] | 423.6887 |  | 452.5413 | 4083.7633 |  |  | 426.2205 | 446.7612 | 1572.8002 | 6683.7919 | 1669.0551 |  |  |  | 403.769
+ | Patent Fuel Plants |  |  |  | B_101110 | 0 | 0 | [5 empty] | 0
+ | BKB / PB Plants |  |  |  | B_101111 | 0 | 0 | [9 empty] | 0 |  | 0
+ | Charcoal production plants |  |  |  | B_101115 | 0 | [43 empty] | 0 | [6 empty] | 0
+ | District Heating Plants |  |  |  | B_101109 | 344.7979 | [62 empty] | 344.7979
| + | Heat Prod. Main activity heat only plants - Nuclear |  |  | 15_107061 | 0 | [62 empty] | 0
| + | Heat Prod. Main activity heat only plants - Geothermal |  |  | 15_107065 | 0 | [62 empty] | 0
| + | Heat Prod. Main activity heat only plants - Combustible Fuels |  |  | 15_107073 | 232.7076 | [62 empty] | 232.7076
| + | Heat Prod. Main activity heat only plants - Heat Pumps |  |  | 15_107077 | 31.3127 | [62 empty] | 31.3127
| + | Heat Prod. Main activity heat only plants - Electric Boilers |  |  | 15_107081 | 46.8616 | [62 empty] | 46.8616
| + | Heat Prod. Main activity heat only plants - Other Sources |  |  | 15_107087 | 13.5187 | [62 empty] | 13.5187
| + | Heat Prod. Main activity heat only plants - Solar Thermal |  |  | 14_1070691 | 0 | [62 empty] | 0
| + | Heat Prod. Autoproducer heat only plants - Nuclear |  |  | 15_107063 | 0 | [62 empty] | 0
| + | Heat Prod. Autoproducer heat only plants - Geothermal |  |  | 15_107067 | 0 | [62 empty] | 0
| + | Heat Prod. Autoproducer heat only plants - Combustible Fuels |  |  | 15_107075 | 0 | [62 empty] | 0
| + | Heat Prod. Autoproducer heat only plants - Heat Pumps |  |  | 15_107079 | 0 | [62 empty] | 0
| + | Heat Prod. Autoproducer heat only plants - Electric Boilers |  |  | 15_107083 | 0 | [62 empty] | 0
| + | Heat Prod. Autoproducer heat only plants - Heat from Chemical Sources |  |  | 15_107085 | 14.689 | [62 empty] | 14.689
| + | Heat Prod. Autoproducer heat only plants - Other Sources |  |  | 15_107089 | 5.7084 | [62 empty] | 5.7084
| + | Heat Prod. Autoproducer heat only plants - Solar Thermal |  |  | 14_1070711 | 0 | [62 empty] | 0
Exchanges and transfers, returns |  |  |  |  | B_101200 | 423.2588 | [14 empty] | 423.2588 | 0 | -8867.1539 | 1340.6898 |  |  | 0 | 1211.1875 | 5776.273 | 0 | 0 | 0 | 0 | 0 | 2186.2043 | -1.027 | -1222.891 | 0 | 0 | 0 | 0 | 0 | 0 | [6 empty] | -10453.4012 | -10343.0782 | -110.3229 | 0 |  | 0 |  |  |  |  | 0 | 0 | 0 | [7 empty] | 10453.4012
+ | Interproduct tranfers |  |  |  | B_101210 | 357.1224 | [14 empty] | 357.1224 |  | -8867.1539 |  |  |  |  | 1231.0118 | 5807.0842 | [5 empty] | 2186.2043 |  | 0 | [12 empty] | -10453.4012 | -10343.0782 | -110.3229 | 0 |  | 0 | [14 empty] | 10453.4012
+ | Products transferred |  |  |  | B_101220 | 70.2685 | [14 empty] | 70.2685 |  |  | 1292.2041 | [12 empty] | -1221.9356
+ | Petrochemical industry (Returns from petrochem. Industry) |  |  |  | B_101230 | -4.132 | [14 empty] | -4.132 | 0 | 0 | 48.4857 |  |  | 0 | -19.8242 | -30.835 | 0 | 0 | 0 | 0 | 0 | 0 | -1.027 | -0.95538 | 0 | 0 | 0 | 0 | 0 | 0 | [6 empty] | 0 | [9 empty] | 0 | 0 | 0
Consumption of the energy branch |  |  |  |  | B_101300 | 5082.8556 | 0 | 0 | 0 | 0 | 0 | 0 | 0 | 0 | 0 | 0 | 0 | 0 | 0 | 0 | 862.1859 | [5 empty] | 401.6433 | [8 empty] | 235.6692 | 0 |  |  |  | 224.8734 |  |  | 3532.1487 | 3532.1487 | 0 | 0 | 0 | 0 | 0 |  |  |  | 0 |  | 0 | 0 | 0 | 0 | 0 | 0 | 0 | 0 | 0 | 0 | 0 | 0 |  | 75.117 | 613.404
+ | Own Use in Electricity, CHP and Heat Plants |  |  |  | B_101301 | 57.2036 | 0 | 0 | 0 | 0 | 0 | 0 | 0 | 0 | 0 | 0 | 0 | 0 | 0 | 0 | 8.1924 | [14 empty] | 8.1924 | 0 | [6 empty] | 0 | 0 | 0 | 0 | 0 | 0 | 0 |  |  |  | 0 |  | 0 | 0 | 0 | 0 | 0 | 0 | 0 | 0 | 0 | 0 | 0 | 0 |  | 0 | 49.0112
+ | Pumped storage power stations balance (Pumping stations) |  |  |  | B_101302 | 46.4316 | [63 empty] | 46.4316
| + | Used for pumped storage |  |  | 17_107302 | 154.9393 | [63 empty] | 154.9393
| - | Production in pumped storage power station |  |  | 17_107301 | 108.5077 | [63 empty] | 108.5077
|  | + | El. Gen. Main Activity electricity only - Pumped Hydro |  | 15_107036 | 106.6208 | [63 empty] | 106.6208
|  | + | El. Gen. Autoproducer electricity only - Pumped Hydro |  | 15_107037 | 1.8869 | [63 empty] | 1.8869
+ | Oil and Natural Gas extraction plants |  |  |  | B_101305 | 4223.512 | [14 empty] | 226.4498 | [14 empty] | 226.4498 | 0 | [6 empty] | 3532.1487 | 3532.1487 | [23 empty] | 0 | 464.9135
+ | Oil refineries (Petroleum Refineries) |  |  |  | B_101307 | 748.9968 | 0 | 0 | 0 | 0 | 0 | 0 | 0 | 0 | 0 | 0 | 0 | 0 | 0 | 0 | 626.5167 | [5 empty] | 401.6433 | [9 empty] | 0 |  |  |  | 224.8734 |  |  | 0 | 0 | 0 | 0 | 0 | 0 | 0 |  |  |  | 0 |  | 0 | 0 | 0 | 0 | 0 | 0 | 0 | 0 | 0 | 0 | 0 | 0 |  | 75.117 | 47.387
+ | Nuclear industry |  |  |  | B_101308 | 0 | [62 empty] | 0 | 0
+ | Coal Mines |  |  |  | B_101310 | 4.1081 | 0 | 0 | 0 | 0 | 0 | 0 | 0 | 0 | 0 | 0 | 0 | 0 | 0 | 0 | 1.027 | [14 empty] | 1.027 | 0 | [6 empty] | 0 | 0 | 0 | 0 | 0 | 0 | 0 |  |  |  | 0 |  | 0 | 0 | 0 | 0 | 0 | 0 | 0 | 0 | 0 | 0 | 0 | 0 |  | 0 | 3.105
+ | Patent fuel plants |  |  |  | B_101311 | 0 | 0 | 0 | 0 | 0 | 0 | 0 | 0 | 0 | 0 | 0 | 0 | 0 | 0 | 0 | [23 empty] | 0 |  | 0 | 0 | 0 | 0 | 0 |  |  |  | 0 |  | 0 | 0 | 0 | 0 | 0 | 0 | 0 | 0 | 0 | 0 | 0 | 0 |  | 0 | 0
+ | Coke Ovens |  |  |  | B_101312 | 0 | 0 | 0 | 0 | 0 | 0 | 0 | 0 | 0 | 0 | 0 | 0 | 0 | 0 | 0 | 0 | [15 empty] | 0 | [6 empty] | 0 | 0 | 0 | 0 | 0 | 0 | 0 |  |  |  | 0 |  | 0 | 0 | 0 | 0 | 0 | 0 | 0 | 0 | 0 | 0 | 0 | 0 |  | 0 | 0
+ | BKB / PB Plants |  |  |  | B_101313 | 0 | 0 | 0 | 0 | 0 | 0 | 0 | 0 | 0 | 0 | 0 | 0 | 0 | 0 | 0 | [23 empty] | 0 |  | 0 | 0 | 0 | 0 | 0 |  |  |  | 0 |  | 0 | 0 | 0 | 0 | 0 | 0 | 0 | 0 | 0 | 0 | 0 | 0 |  | 0 | 0
+ | Gas works |  |  |  | B_101314 | 0 | 0 | 0 | 0 | 0 | 0 | 0 | 0 | 0 | 0 | 0 | 0 | 0 | 0 | 0 | 0 | [15 empty] | 0 | [6 empty] | 0 | 0 | 0 | 0 | 0 | 0 | 0 |  |  |  | 0 |  | 0 | 0 | 0 | 0 | 0 | 0 | 0 | 0 | 0 | 0 | 0 | 0 |  | 0 | 0
+ | Blast Furnaces |  |  |  | B_101315 | 0 | [43 empty] | 0 |  |  |  | 0 | [9 empty] | 0 |  |  |  |  | 0 | 0
+ | Coal Liquefaction Plants |  |  |  | B_101316 | 0 | 0 | 0 | 0 | 0 | 0 | 0 | 0 | 0 | 0 | 0 | 0 | 0 | 0 | 0 | [23 empty] | 0 |  | 0 | 0 | 0 | 0 | [19 empty] | 0 | 0
+ | Liquefaction (LNG) / regasification plants |  |  |  | B_101317 | 0 | [37 empty] | 0 | 0 | [23 empty] | 0 | 0
+ | Gasification plants for biogas |  |  |  | B_101318 | 0 | [43 empty] | 0 |  |  |  | 0 |  | 0 | 0 | 0 | 0 | 0 | 0 | 0 | 0 | 0 | 0 | 0 | 0 |  | 0 | 0
+ | Gas-to-Liquids (GTL) Plants (Energy) |  |  |  | B_101319 | 0 | [37 empty] | 0 | 0 | [23 empty] | 0 | 0
+ | Non-specified (Energy) |  |  |  | B_101320 | 2.5795 | 0 | 0 | 0 | 0 | 0 | 0 | 0 | 0 | 0 | 0 | 0 | 0 | 0 | 0 | 0 | [15 empty] | 0 | [6 empty] | 0 | 0 | 0 | 0 | 0 | 0 | 0 |  |  |  | 0 |  | 0 | 0 | 0 | 0 | 0 | 0 | 0 | 0 | 0 | 0 | 0 | 0 |  | 0 | 2.5795
+ | Charcoal production plants (Energy) |  |  |  | B_101321 | 0 | [43 empty] | 0 |  |  |  | 0 |  | 0 | 0 | 0 | 0 | 0 | 0 | 0 | 0 | 0 | 0 | 0 | 0 |  | 0 | 0
Distribution losses |  |  |  |  | B_101400 | 815.4677 | 0 | 0 | 0 | 0 | 0 | 0 | 0 | 0 | 0 | 0 | 0 | 0 | 0 | 0 | 0 | [15 empty] | 0 | [6 empty] | 10.6048 | 0 | 0 | 10.6048 | 0 | 0 | 13.662 |  |  |  | 0 |  | 0 | 0 | 13.662 | 0 | 0 | 0 | 0 | 0 | 0 | 0 | 0 | 0 |  | 93.962 | 697.2389
Available for Final Consumption |  |  |  |  | B_101500 | 22612.0426 | 766.9103 | 0 | 0 | 505.374 | 0 | 0 | 0 | 261.5363 | 0 | 0 | 0 | 0 | 0 | 0 | 10276.6074 | -23.598 | 0 | 48.4857 | 0 |  | -46.4316 | 897.3918 | 861.0395 | 1195.7581 | 37.7377 | 0 | 520.7079 | 566.1842 | 1401.8821 | 4148.801 | -159.5491 | 13.5426 | 46.145 | 353.0381 | 422.1601 | 0 | -6.6877 | 739.8729 | 702.4936 | 0 | 37.3794 | 0 | 0 | 1240.7089 | 0 | 0 | 0 | 0 | 0 | 1091.7407 | 0 | 11.9184 | 21.7111 | 8.0013 | 105.3549 | 0 | 1.9824 | 0 | 21.7111 | 0 | 21.7111 | 0 | 335.5546 | 9230.7013
Final non-energy consumption |  |  |  |  | B_101600 | 2301.7579 | 52.355 | 0 | 0 | 52.355 | 0 | 0 | 0 | 0 | 0 | 0 | 0 | 0 | 0 | 0 | 1746.2024 | 0 | 0 |  |  |  | 0 | 223.512 | 702.4936 | 0 | 0 | 0 | 0 | 0 | 0 | 0 | 0 | 13.5426 | 41.1293 | 357.6956 | 395.4094 | 0 | 12.42 | 503.2005 | 503.2005 | 0 | 0 | 0 | 0 | 0 | [9 empty] | 0 | 0 | 0
+ | Non-Energy Use in Transformation sector |  |  |  | B_101603 | 0 | [14 empty] | 0 | 0 | 0 |  |  |  | 0 | 0 | 0 | 0 | 0 | 0 | 0 | 0 | 0 | 0 | 0 | 0 | 0 | 0 | 0 | 0 | 0 | [6 empty] | 0 | [9 empty] | 0 | 0 | 0
+ | Non-Energy Use in Energy sector |  |  |  | B_101604 | 0 | [14 empty] | 0 | 0 | 0 |  |  |  | 0 | 0 | 0 | 0 | 0 | 0 | 0 | 0 | 0 | 0 | 0 | 0 | 0 | 0 | 0 | 0 | 0 | [6 empty] | 0 | [9 empty] | 0 | 0 | 0
+ | Non-Energy Use in Industry sector |  |  |  | B_101605 | 2249.4029 | [14 empty] | 1746.2024 | 0 | 0 |  |  |  | 0 | 223.512 | 702.4936 | 0 | 0 | 0 | 0 | 0 | 0 | 0 | 0 | 13.5426 | 41.1293 | 357.6956 | 395.4094 | 0 | 12.42 | 503.2005 | 503.2005 |  |  |  |  | 0 | [9 empty] | 0 | 0 | 0
|  | of which Non-Energy Use in Chemical/Petrochemical Industry |  |  | B_101601 | 1468.138 | 0 | 0 | 0 | 0 | 0 | 0 | 0 | 0 | 0 | 0 | 0 | 0 | 0 | 0 | 964.9374 | [6 empty] | 223.512 | 700.2962 | [7 empty] | 0 | 13.5426 |  |  | 27.5867 |  |  | 503.2005 | 503.2005 | 0 | 0 | 0 | 0
+ | Non-Energy Use in Transport sector |  |  |  | B_101606 | 0 | 0 | 0 | 0 | 0 | 0 | 0 | 0 | 0 | 0 | 0 | 0 | 0 | 0 | 0 | 0 | 0 | 0 |  |  |  | 0 | 0 | 0 | 0 | 0 | 0 | 0 | 0 | 0 | 0 | 0 | 0 | 0 | 0 | 0 | 0 | 0 | 0 | 0 | 0 | 0 | 0 | 0 | 0 | [9 empty] | 0 | 0 | 0
+ | Non-Energy Use in Other sectors |  |  |  | B_101607 | 0 | 0 | 0 | 0 | 0 | 0 | 0 | 0 | 0 | 0 | 0 | 0 | 0 | 0 | 0 | 0 | 0 | 0 |  |  |  | 0 | 0 | 0 | 0 | 0 | 0 | 0 | 0 | 0 | 0 | 0 | 0 | 0 | 0 | 0 | 0 | 0 | 0 | 0 | 0 | 0 | 0 | 0 | 0 | [9 empty] | 0 | 0 | 0
+ | Non-Energy Use in Industry, Transformation and Energy Sectors |  |  |  | B_101608 | 52.355 | 52.355 | 0 | 0 | 52.355 | 0 | 0 | 0 | 0 | 0 | 0 | 0 | 0 | 0 | 0 | [23 empty] | 0 |  | 0 | 0 | 0 | 0
Final energy consumption |  |  |  |  | B_101700 | 18690.8856 | 613.0935 | 0 | 0 | 409.4058 | 0 | 0 | 0 | 203.6878 | 0 | 0 | 0 | 0 | 0 | 0 | 6905.6798 | [6 empty] | 265.3578 | 222.4133 | 1156.0619 | 2.1018 |  | 803.1432 | 49.4172 |  | 4265.6683 | 128.9768 |  |  |  | 12.5394 |  |  | 340.5942 | 303.191 | 0 | 37.3794 | 0 | 0 | 1240.4939 |  |  |  | 0 |  | 1091.7407 | 0 | 11.9184 | 21.7111 | 7.6908 | 105.4743 | 0 | 1.9824 | 0 | 21.7111 | 0 | 21.7111 |  | 335.5546 | 9233.7824
+ | Industry |  |  |  | B_101800 | 6097.9029 | 613.0935 | 0 | 0 | 409.4058 | 0 | 0 | 0 | 203.6878 | 0 | 0 | 0 | 0 | 0 | 0 | 936.5625 | [6 empty] | 265.3578 | 192.7009 | 0 |  |  | 0 |  |  | 391.4684 | 74.5199 |  |  |  | 12.5394 |  |  | 247.0622 | 209.6828 | 0 | 37.3794 | 0 | 0 | 458.7752 |  |  |  | 0 |  | 437.0641 | 0 | 0 | 21.7111 | 0 | 0 | 0 | 0 | 0 | 21.7111 | 0 | 21.7111 |  | 33.7012 | 3787.0211
| + | Iron & steel industry |  |  | B_101805 | 805.9138 | 327.6966 | 0 | 0 | 182.5499 | 0 | 0 | 0 | 145.1467 | 0 | 0 | 0 | 0 | 0 | 0 | 15.0712 | [7 empty] | 3.2961 | 0 |  |  | 0 |  |  | 9.2672 | 0 |  |  |  | 2.5079 |  |  | 16.6476 | 0.97927 | 0 | 15.6683 | 0 | 0 | 2.7228 |  |  |  | 0 |  | 2.7228 | 0 | 0 | 0 | 0 | 0 | 0 | 0 | 0 | 0 | 0 | 0 |  | 0.16719 | 443.5846
| + | Chemical and Petrochemical industry |  |  | B_101815 | 1391.1579 | 198.672 | 0 | 0 | 150.3296 | 0 | 0 | 0 | 48.3424 | 0 | 0 | 0 | 0 | 0 | 0 | 402.9569 | [6 empty] | 265.3578 | 69.3608 | [6 empty] | 48.1513 | 20.0631 | [6 empty] | 95.61 | 78.7236 | 0 | 16.8864 | 0 | 0 | 21.2812 |  |  |  | 0 |  | 18.5106 | 0 | 0 | 2.7706 | 0 | 0 | 0 | 0 | 0 | 2.7706 | 0 | 2.7706 |  | 11.4168 | 658.4743
| + | Non-ferrous metal industry |  |  | B_101810 | 1688.8077 | 0 | 0 | 0 | 0 | 0 | 0 | 0 | 0 | 0 | 0 | 0 | 0 | 0 | 0 | 31.8859 | [7 empty] | 22.0216 | [6 empty] | 8.1924 | 0 |  |  |  | 1.6719 |  |  | 41.3203 | 41.3203 | 0 | 0 | 0 | 0 | 0.3105 |  |  |  | 0 |  | 0.3105 | 0 | 0 | 0 | 0 | 0 | 0 | 0 | 0 | 0 | 0 | 0 |  | 0.76431 | 1614.5266
| + | Non-metallic Minerals (Glass, pottery & building mat. Industry) |  |  | B_101820 | 302.976 | 86.7249 | 0 | 0 | 76.5023 | 0 | 0 | 0 | 10.2226 | 0 | 0 | 0 | 0 | 0 | 0 | 73.8512 | [7 empty] | 42.9445 | [6 empty] | 22.5471 | 0 |  |  |  | 8.3596 |  |  | 32.4114 | 27.5867 | 0 | 4.8247 | 0 | 0 | 21.9738 |  |  |  | 0 |  | 5.0635 | 0 | 0 | 16.9103 | 0 | 0 | 0 | 0 | 0 | 16.9103 | 0 | 16.9103 |  | 0.69265 | 70.4118
| + | Transport Equipment |  |  | B_101846 | 54.2897 | 0 | 0 | 0 | 0 | 0 | 0 | 0 | 0 | 0 | 0 | 0 | 0 | 0 | 0 | 8.5029 | [7 empty] | 4.3948 | [6 empty] | 4.1081 | 0 | [6 empty] | 0.78819 | 0.78819 | 0 | 0 | 0 | 0 | 0.071654 |  |  |  | 0 |  | 0.071654 | 0 | 0 | 0 | 0 | 0 | 0 | 0 | 0 | 0 | 0 | 0 |  | 3.2244 | 41.7025
| + | Machinery |  |  | B_101847 | 109.8213 | 0 | 0 | 0 | 0 | 0 | 0 | 0 | 0 | 0 | 0 | 0 | 0 | 0 | 0 | 14.4979 | [7 empty] | 2.1974 | [6 empty] | 12.3006 | 0 | [6 empty] | 4.0365 | 4.0365 | 0 | 0 | 0 | 0 | 0.071654 |  |  |  | 0 |  | 0.071654 | 0 | 0 | 0 | 0 | 0 | 0 | 0 | 0 | 0 | 0 | 0 |  | 3.941 | 87.2743
| + | Mining and Quarrying |  |  | B_101825 | 126.8749 | 0 | 0 | 0 | 0 | 0 | 0 | 0 | 0 | 0 | 0 | 0 | 0 | 0 | 0 | 70.8417 | [7 empty] | 2.1974 | [6 empty] | 68.6443 | 0 | [6 empty] | 3.8454 | 3.8454 | 0 | 0 | 0 | 0 | 0.57323 |  |  |  | 0 |  | 0.57323 | 0 | 0 | 0 | 0 | 0 | 0 | 0 | 0 | 0 | 0 | 0 |  | 0.095538 | 51.4952
| + | Food and Tabasco |  |  | B_101830 | 353.5636 | 0 | 0 | 0 | 0 | 0 | 0 | 0 | 0 | 0 | 0 | 0 | 0 | 0 | 0 | 78.222 | [7 empty] | 19.8242 | [6 empty] | 58.3978 | 0 | [6 empty] | 37.7615 | 37.7615 | 0 | 0 | 0 | 0 | 5.5651 |  |  |  | 0 |  | 3.5349 | 0 | 0 | 2.0302 | 0 | 0 | 0 | 0 | 0 | 2.0302 | 0 | 2.0302 |  | 5.4696 | 224.5151
| + | Paper, Pulp and Print |  |  | B_101840 | 773.9324 | 0 | 0 | 0 | 0 | 0 | 0 | 0 | 0 | 0 | 0 | 0 | 0 | 0 | 0 | 61.9327 | [7 empty] | 4.3948 | [6 empty] | 3.0811 | 54.4569 | [6 empty] | 2.484 | 2.484 | 0 | 0 | 0 | 0 | 319.4564 |  |  |  | 0 |  | 319.4564 | 0 | 0 | 0 | 0 | 0 | 0 | 0 | 0 | 0 | 0 | 0 |  | 0.21496 | 389.8443
| + | Wood and Wood Products |  |  | B_101851 | 159.6685 | 0 | 0 | 0 | 0 | 0 | 0 | 0 | 0 | 0 | 0 | 0 | 0 | 0 | 0 | 9.2911 | [7 empty] | 1.0987 | [6 empty] | 8.1924 | 0 | [6 empty] | 7.0698 | 7.0698 | 0 | 0 | 0 | 0 | 80.2522 |  |  |  | 0 |  | 80.2522 | 0 | 0 | 0 | 0 | 0 | 0 | 0 | 0 | 0 | 0 | 0 |  | 7.1654 | 55.8899
| + | Construction |  |  | B_101852 | 265.0712 | 0 | 0 | 0 | 0 | 0 | 0 | 0 | 0 | 0 | 0 | 0 | 0 | 0 | 0 | 156.1097 | [7 empty] | 19.8242 | [6 empty] | 136.2855 | 0 | [6 empty] | 0.57323 | 0.57323 | 0 | 0 | 0 | 0 | 4.1798 |  |  |  | 0 |  | 4.1798 | 0 | 0 | 0 | 0 | 0 | 0 | 0 | 0 | 0 | 0 | 0 |  | 0 | 104.2085
| + | Textile and Leather |  |  | B_101835 | 8.5746 | 0 | 0 | 0 | 0 | 0 | 0 | 0 | 0 | 0 | 0 | 0 | 0 | 0 | 0 | 1.027 | [14 empty] | 1.027 | 0 | [6 empty] | 0.42992 | 0.42992 | 0 | 0 | 0 | 0 | 0 |  |  |  | 0 |  | 0 | 0 | 0 | 0 | 0 | 0 | 0 | 0 | 0 | 0 | 0 | 0 |  | 0.071654 | 7.046
| + | Non-specified (Industry) |  |  | B_101853 | 57.2275 | 0 | 0 | 0 | 0 | 0 | 0 | 0 | 0 | 0 | 0 | 0 | 0 | 0 | 0 | 12.3722 | [7 empty] | 1.0987 | [6 empty] | 11.2735 | 0 | [6 empty] | 4.0604 | 4.0604 | 0 | 0 | 0 | 0 | 2.3168 |  |  |  | 0 |  | 2.3168 | 0 | 0 | 0 | 0 | 0 | 0 | 0 | 0 | 0 | 0 | 0 |  | 0.47769 | 38.0004
+ | Transport |  |  |  | B_101900 | 5149.6131 | 0 | 0 | 0 | 0 | 0 | 0 | 0 | 0 | 0 | 0 | 0 | 0 | 0 | 0 | 4916.81 | [7 empty] | 2.1974 | 1132.4639 | 2.1018 |  | 771.3051 |  |  | 2957.1272 | 51.5907 | [6 empty] | 57.7768 | 57.7768 | 0 | 0 | 0 | 0 | 115.7686 |  |  |  | 0 |  | 0 | 0 | 0.64488 | 0 | 7.6908 | 105.4743 | 0 | 1.9824 | 0 | 0 | 0 | 0 |  |  | 59.2338
| + | Rail |  |  | B_101910 | 71.1044 | 0 | 0 | 0 | 0 | 0 | 0 | 0 | 0 | 0 | 0 | 0 | 0 | 0 | 0 | 12.3006 | [14 empty] | 12.3006 | 0 | [6 empty] | 0 |  | 0 | 0 | 0 | 0 | 0 |  |  |  | 0 |  | 0 | 0 | 0 | 0 | 0 | 0 | 0 | 0 | 0 | 0 | 0 | 0 |  |  | 58.8039
| + | Road |  |  | B_101920 | 3427.9163 | [14 empty] | 3307.1081 | [7 empty] | 2.1974 | 1090.642 | [5 empty] | 2214.2687 | 0 | [6 empty] | 4.5858 | 4.5858 |  |  |  |  | 115.7686 |  |  |  | 0 |  | 0 | 0 | 0.64488 | 0 | 7.6908 | 105.4743 | 0 | 1.9824 | 0 | 0 | 0 | 0 |  |  | 0.42992
| + | International aviation |  |  | B_101931 | 424.1664 | [14 empty] | 424.1664 | [11 empty] | 424.1664 |  |  |  | 0
| + | Domestic aviation |  |  | B_101932 | 349.2405 | [14 empty] | 349.2405 | [9 empty] | 2.1018 |  | 347.1386 |  |  |  | 0
| + | Domestic Navigation |  |  | B_101940 | 823.9945 | 0 | 0 | 0 | 0 | 0 | 0 | 0 | 0 | 0 | 0 | 0 | 0 | 0 | 0 | 823.9945 | [8 empty] | 41.8219 | [5 empty] | 730.5818 | 51.5907 | [6 empty] | 0 |  | 0 | 0 | 0 | 0 | 0 |  |  |  | 0 |  | 0 | 0 | 0 | 0 | 0 | 0 | 0 | 0 | 0 | 0 | 0 | 0
| + | Pipeline transport |  |  | B_101945 | 0 | [14 empty] | 0 | [15 empty] | 0 | [6 empty] | 0 | 0 | [24 empty] | 0
| + | Non-specified (Transport) |  |  | B_101950 | 53.2149 | 0 | 0 | 0 | 0 | 0 | 0 | 0 | 0 | 0 | 0 | 0 | 0 | 0 | 0 | 0 | [15 empty] | 0 | [6 empty] | 53.2149 | 53.2149 | 0 | 0 | 0 | 0 | 0 |  |  |  | 0 |  | 0 | 0 | 0 | 0 | 0 | 0 | 0 | 0 | 0 | 0 | 0 | 0 |  |  | 0
+ | Other Sectors |  |  |  | B_102000 | 7443.3935 | 0 | 0 | 0 | 0 | 0 | 0 | 0 | 0 | 0 | 0 | 0 | 0 | 0 | 0 | 1052.3073 | [7 empty] | 27.515 | 23.598 |  |  | 31.8382 | 49.4172 |  | 917.0727 | 2.8662 | [6 empty] | 35.7552 | 35.7552 | 0 | 0 | 0 | 0 | 665.9501 |  |  |  | 0 |  | 654.6766 | 0 | 11.2735 | 0 | 0 | 0 | 0 | 0 | 0 | 0 | 0 | 0 |  | 301.8534 | 5387.5275
| + | Services |  |  | B_102035 | 2614.5983 | 0 | 0 | 0 | 0 | 0 | 0 | 0 | 0 | 0 | 0 | 0 | 0 | 0 | 0 | 214.6269 | [7 empty] | 8.8134 |  |  |  |  | 3.0811 |  | 200.8216 | 1.9108 | [6 empty] | 18.2478 | 18.2478 | 0 | 0 | 0 | 0 | 33.2235 |  |  |  | 0 |  | 21.9499 | 0 | 11.2735 | 0 | 0 | 0 | 0 | 0 | 0 | 0 | 0 | 0 |  | 233.7824 | 2114.6938
| + | Residential |  |  | B_102010 | 3951.156 | 0 | 0 | 0 | 0 | 0 | 0 | 0 | 0 | 0 | 0 | 0 | 0 | 0 | 0 | 151.5 | [7 empty] | 13.2082 | 17.1491 |  |  |  | 46.3361 |  | 74.8065 | 0 | [6 empty] | 2.9617 | 2.9617 | 0 | 0 | 0 | 0 | 628.4513 |  |  |  | 0 |  | 628.4513 | 0 | 0 | 0 | 0 | 0 | 0 | 0 | 0 | 0 | 0 | 0 |  | 67.7367 | 3100.5064
| + | Agriculture / Forestry |  |  | B_102030 | 310.3564 | 0 | 0 | 0 | 0 | 0 | 0 | 0 | 0 | 0 | 0 | 0 | 0 | 0 | 0 | 137.6947 | [7 empty] | 5.4935 | [6 empty] | 132.1773 | 0 | [6 empty] | 13.0171 | 13.0171 | 0 | 0 | 0 | 0 | 4.2753 |  |  |  | 0 |  | 4.2753 | 0 | 0 | 0 | 0 | 0 | 0 | 0 | 0 | 0 | 0 | 0 |  | 0.33438 | 155.0349
| + | Fishing |  |  | B_102020 | 489.8252 | 0 | 0 | 0 | 0 | 0 | 0 | 0 | 0 | 0 | 0 | 0 | 0 | 0 | 0 | 472.5327 | [8 empty] | 5.3501 | [5 empty] | 466.2272 | 0.95538 | [6 empty] | 0 | 0 | 0 | 0 | 0 | 0 | 0 |  |  |  | 0 |  | 0 | 0 | 0 | 0 | 0 | 0 | 0 | 0 | 0 | 0 | 0 | 0 |  | 0 | 17.2924
| + | Non-specified (Other) |  |  | B_102040 | 77.4577 | 0 | 0 | 0 | 0 | 0 | 0 | 0 | 0 | 0 | 0 | 0 | 0 | 0 | 0 | 75.953 | [8 empty] | 1.0748 |  |  | 31.8382 |  |  | 43.04 | 0 | [6 empty] | 1.5047 | 1.5047 | 0 | 0 | 0 | 0 | 0 |  |  |  | 0 |  | 0 | 0 | 0 | 0 | 0 | 0 | 0 | 0 | 0 | 0 | 0 | 0 |  | 0 | 0
Statistical differences |  |  |  |  | B_102200 | 1619.3991 | 101.4856 | 0 | 0 | 43.6133 | 0 | 0 | 0 | 57.8724 | 0 | 0 | 0 | 0 | 0 | 0 | 1624.7253 | -23.598 | 0 | 48.4857 | 0 |  | -46.4316 | 408.4981 | -63.8674 | 39.6723 | 35.6597 | 0 | -282.4353 | 516.767 | 1401.8821 | -116.8434 | -288.5258 | 0 | 5.0158 | -4.6575 | 14.2113 | 0 | -19.1077 | -103.9218 | -103.9218 | 0 | 0 | 0 | 0 | 0.19108 | 0 | 0 | 0 | 0 | 0 | 0 | 0 | 0 | 0 | 0.3105 | -0.11942 | 0 | 0 | 0 | 0 | 0 | 0 | 0 | 0 | -3.105
Memo item:
|  | Liquid biofuels blended in gasoline/diesel |  |  | B_101014 | [54 empty] | 8.0013 | 105.3549

## Eurostat Energy Bal. 2012
[6 empty] | 0000 | 2000 | 2115 | 2116 | 2117 | 2118 | 2210 | 2112 | 2121 | 2122 | 2130 | 2230 | 2310 | 2330 | 2410 | 3000 | 3105 | 3106 | 3191 | 3192 | 3193 | 3214 | 3215 | 3220 | 3234 | 3235 | 3246 | 3247 | 3244 | 3250 | 3260 | 3270A | 3281 | 3282 | 3283 | 3285 | 3286 | 3295 | 4000 | 4100 | 4210 | 4220 | 4230 | 4240 | 5500 | 5510 | 5520 | 5535 | 5532 | 5534 | 5541 | 5544 | 5542 | 55431 | 5546 | 5547 | 5549 | 5548 | 5550 | 7200 | 7100 | 55432 | 5100 | 5200 | 6000
ktoe |  |  |  | Norway | 2012 | Total all products | Solid fuels | Anthracite | Coking coal | Other bituminous coal | Sub-bituminous coal | Lignite / Brown Coal | Patent Fuels | Coke oven coke | Gas coke | Coal tar | BKB | Peat | Peat products | Oil shale & oil sands | Oil (total) | Crude oil | Natural Gas Liguids | Refinery Feedstocks | Additives / Oxygenates | Other Hydrocarb. (w/o bio) | Refinery gas | Ethane | LPG | Motor Gasoline (w/o bio) | Aviation Gasoline | Gasoline Type Jet Fuel | Kerosene Type Jet Fuel | Other Kerosene | Naphtha | Gas/Diesel Oil (w/o bio) | Fuel Oil | White spirit and SBP | Lubricants | Bitumen | Petroleum Coke | Paraffin Waxes | Other Products | Gas | Natural gas | Coke oven gas | Blast furnace gas | Gasworks gas | Other recovered gas | Total Renewables | Hydro power | Wind power | Tide, wave and ocean | Solar thermal | Solar PV | Solid biomass | Charcoal | Biogas (all) | Municipal wastes (renew.) | Bio gasoline | Biodiesel | Bio jet kerosene | Other liquid biofuels | Geo-thermal | Wastes (non ren.) | Industrial wastes | Municial wastes (non-ren.) | Nuclear heat | Derived heat | Electricity
+ | Primary production |  |  |  | B_100100 | 202948.4571 | 824.8543 | 0 | 0 | 824.8543 | 0 | 0 | [5 empty] | 0 |  | 0 | 87424.3814 | 77825.0454 | 9500 |  | 99.3121 | [18 empty] | 100770.0631 | 100770.0631 |  |  |  |  | 13742.2614 | 12187.4463 | 133.1088 | 0 | 0 | 0 | 1150.8312 |  | 28.351 | 179.8748 | 0 | 62.6493 | 0 | 0 | 0 | 186.9208 | 7.046 | 179.8748 | 0
+ | Primary production receipt |  |  |  | B_100110 | 0 | [14 empty] | 0 | [15 empty] | 0
+ | From other sources (Recovered products) |  |  |  | B_100200 | 0 | 0 | 0 | 0 | 0 | 0 | 0 | 0 | 0 | 0 | 0 | 0 | 0 | 0 | 0 | 0 |  |  |  | 0 | [18 empty] | 0 | 0 |  |  | 0 | 0
| + | of which From Oil Products |  |  | B_150201 | 0 | 0 | [5 empty] | 0 | 0 | 0 | 0 | 0 |  | 0 | 0 | [23 empty] | 0 | 0 | 0 | 0 | 0 | 0
| + | of which From Natural Gas |  |  | B_150202 | 0 | 0 | [5 empty] | 0 | 0 | 0 | 0 | 0 |  | 0 | 0 | [23 empty] | 0 |  | 0 | 0 | 0 | 0
| + | of which From Renewables |  |  | B_150203 | 0 | 0 | [5 empty] | 0 | 0 | 0 | 0 | 0 |  | 0 | 0 | 0 |  |  |  | 0 | [18 empty] | 0 | 0 | 0 | 0 | 0 | 0
| + | of which From Coal |  |  | B_150204 | 0 | [37 empty] | 0 | 0
+ | Recycled products |  |  |  | B_100210 | 0 | [14 empty] | 0 | [15 empty] | 0
+ | Imports |  |  |  | B_100300 | 6956.2195 | 804.5046 | 0 | 0 | 485.2393 | 0 | 0 | 0 | 319.2414 | 0 | 0 | 0 | 0 | 0 | 0 | 5625.1791 | 1358.0539 | [5 empty] | 61.67 | 201.4904 | 185.5833 |  |  | 356.1909 | 10.2943 | 53.4776 | 1514.283 | 1148.3711 | 13.5426 | 37.1167 | 358.6271 | 315.9931 |  | 10.5092 | 0 | 0 |  |  |  |  | 166.2845 |  |  |  | 0 |  | 33.6773 | 0 | 0 | 0 | 9.1478 | 120.5455 | 0 | 2.89 | 0 | 0 | 0 | 0 |  | 0 | 360.2752
+ | Stock changes |  |  |  | B_100400 | -227.5007 | 44.903 | 0 | 0 | 50.3487 | 0 | 0 | 0 | -5.4457 | 0 | 0 | 0 | 0 | 0 | 0 | -289.3379 | -101.1751 | [5 empty] | 2.1974 | -49.5366 | -23.0725 |  |  | 19.5615 |  | -48.223 | -90.5942 | 14.3308 | 2.078 | 1.0032 |  | -15.8833 |  |  | 16.9342 | 16.9342 | 0 | 0 | 0 | 0 | 0 | [5 empty] | 0 | 0 | 0 | 0 | 0 | 0 | 0 | 0 |  | 0 | 0 | 0
- | Exports |  |  |  | B_100500 | 179279.2347 | 855.7371 | 0 | 0 | 854.3757 | 0 | 0 | 0 | 1.3614 | 0 | 0 | 0 | 0 | 0 | 0 | 80259.7927 | 64733.6868 | [5 empty] | 405.2021 | 5204.8104 | 2551.0891 |  |  | 100.8885 | 255.3024 | 2585.674 | 2598.2612 | 1584.9814 |  |  |  | 19.2271 |  | 220.6936 | 96189.2854 | 96189.2854 |  |  |  |  | 82.2108 |  |  |  | 0 |  | 19.5615 | 0 | 0 | 0 | 0 | 62.6493 | 0 | 0 | 0 | 0 | 0 | 0 |  | 0 | 1892.185
- | Bunkers |  |  |  | B_100800 | 326.2396 | 0 | 0 | 0 | 0 | 0 | 0 | 0 | 0 | 0 | 0 | 0 | 0 | 0 | 0 | 326.2396 | [14 empty] | 152.3598 | 173.8798 | [6 empty] | 0 | 0
- | Direct use |  |  |  | B_100112
Gross inland consumption |  |  |  |  | B_100900 | 30071.7254 | 818.501 | 0 | 0 | 506.0428 | 0 | 0 | 0 | 312.4582 | 0 | 0 | 0 | 0 | 0 | 0 | 12174.1903 | 14348.2373 | 9500 |  | 99.3121 |  |  | -341.3347 | -5052.8566 | -2388.5545 |  |  | 274.8639 | -245.0081 | -2580.4433 | -1326.9323 | -596.1594 | 15.6205 | 38.1198 | 358.6271 | 280.8828 |  | -210.1844 | 4597.7119 | 4597.7119 | 0 | 0 | 0 | 0 | 13826.3113 | 12187.4463 | 133.1088 | 0 | 0 | 0 | 1164.947 | 0 | 28.351 | 179.8748 | 9.1478 | 120.5455 | 0 | 2.89 | 0 | 186.9208 | 7.046 | 179.8748 | 0 | 0 | -1531.9098
Transformation input |  |  |  |  | B_101000 | 16709.7545 | 104.1607 | 0 | 0 | 14.7607 | 0 | 0 | 0 | 89.4 | 0 | 0 | 0 | 0 | 0 | 0 | 15560.3564 | 14223.2254 |  | 1202.2786 | 99.3121 |  | 9.2911 |  | 7.7147 | [6 empty] | 18.5344 | 0 | [6 empty] | 427.1281 | 411.0777 | 0 | 16.0504 | 0 | 0 | 322.2509 |  |  |  | 0 |  | 156.6829 | 0 | 5.5412 | 160.0268 | 0 | 0 | 0 | 0 | 0 | 167.0727 | 7.046 | 160.0268 | 0 | 48.223 | 80.5627
+ | Conventional Thermal Power Stations |  |  |  | B_101001 | 746.6562 | 14.7607 | 0 | 0 | 14.7607 | 0 | 0 | 0 | 0 | 0 | 0 | 0 | 0 | 0 | 0 | 4.1081 | [14 empty] | 4.1081 | 0 | [6 empty] | 411.4121 | 395.696 | 0 | 15.7161 | 0 | 0 | 147.6306 |  |  |  | 0 |  | 32.2442 |  | 1.9347 | 113.4518 | 0 | 0 | 0 | 0 | 0 | 120.4978 | 7.046 | 113.4518 |  | 48.223
| + | Main Activity Producer Conventional Thermal Power Stations |  |  | B_101021 | 259.315 | 14.7607 | 0 | 0 | 14.7607 | 0 | 0 | 0 | 0 | 0 | 0 | 0 | 0 | 0 | 0 | 0 | [15 empty] | 0 | [6 empty] | 15.7161 | 0 | 0 | 15.7161 | 0 | 0 | 115.3865 |  |  |  | 0 |  | 0 |  | 1.9347 | 113.4518 | 0 | 0 | 0 | 0 | 0 | 113.4518 | 0 | 113.4518
|  | + | Main Activity Producer Electricity Plants |  | B_101031 | 17.0297 | 0 | 0 | 0 | 0 | 0 | 0 | 0 | 0 | 0 | 0 | 0 | 0 | 0 | 0 | 0 | [15 empty] | 0 | [6 empty] | 15.7161 | 0 | 0 | 15.7161 | 0 | 0 | 1.3137 |  |  |  | 0 |  | 0 |  | 1.3137 | 0 | 0 | 0 | 0 | 0 | 0 | 0 | 0 | 0
|  | + | Main Activity Producer CHP Plants |  | B_101032 | 242.2853 | 14.7607 | 0 | 0 | 14.7607 | 0 | 0 | 0 | 0 | 0 | 0 | 0 | 0 | 0 | 0 | 0 | [15 empty] | 0 | [6 empty] | 0 | 0 | 0 | 0 | 0 | 0 | 114.0728 |  |  |  | 0 |  | 0 |  | 0.621 | 113.4518 | 0 | 0 | 0 | 0 | 0 | 113.4518 | 0 | 113.4518
| + | Autoproducer Conventional Thermal Power Stations |  |  | B_101022 | 439.1182 | 0 | 0 | 0 | 0 | 0 | 0 | 0 | 0 | 0 | 0 | 0 | 0 | 0 | 0 | 4.1081 | [14 empty] | 4.1081 | 0 | [6 empty] | 395.696 | 395.696 | 0 | 0 | 0 | 0 | 32.2442 |  |  |  | 0 |  | 32.2442 |  | 0 | 0 | 0 | 0 | 0 | 0 | 0 | 7.046 | 7.046 | 0
|  | + | Autoproducer Electricity Plants |  | B_101034 | 439.1182 | 0 | 0 | 0 | 0 | 0 | 0 | 0 | 0 | 0 | 0 | 0 | 0 | 0 | 0 | 4.1081 | [14 empty] | 4.1081 | 0 | [6 empty] | 395.696 | 395.696 | 0 | 0 | 0 | 0 | 32.2442 |  |  |  | 0 |  | 32.2442 |  | 0 | 0 | 0 | 0 | 0 | 0 | 0 | 7.046 | 7.046 | 0
|  | + | Autoproducer CHP Plants |  | B_101035 | 0 | 0 | 0 | 0 | 0 | 0 | 0 | 0 | 0 | 0 | 0 | 0 | 0 | 0 | 0 | 0 | [15 empty] | 0 | [6 empty] | 0 | 0 | 0 | 0 | 0 | 0 | 0 |  |  |  | 0 |  | 0 |  | 0 | 0 | 0 | 0 | 0 | 0 | 0 | 0 | 0 | 0
| + | Used for electricity generation |  |  | B_101017 | 48.223 | [62 empty] | 48.223
+ | Nuclear Power Stations |  |  |  | B_101002 | 0 | [61 empty] | 0
+ | Coke-ovens |  |  |  | B_101004 | 0 | 0 | 0 | 0 | 0 | 0 | 0 | 0 | 0 | 0 | 0 | 0 | 0 | 0 | 0 | 0 | [15 empty] | 0 | [6 empty] | 0 | 0 | 0 | 0 | 0 | 0
+ | Blast-furnaces |  |  |  | B_101006 | 89.4 | 89.4 | [6 empty] | 89.4
+ | Gas works |  |  |  | B_101007 | 0 | 0 | 0 | 0 | 0 | 0 | 0 | 0 | 0 | 0 | 0 | 0 | 0 | 0 | 0 | 0 | [15 empty] | 0 | [6 empty] | 0 | 0 | 0 | 0 | 0 | 0 | 0 | [7 empty] | 0 |  | 0 | 0 | 0 | 0
+ | Refineries |  |  |  | B_101008 | 15524.84 | [14 empty] | 15524.84 | 14223.2254 |  | 1202.2786 | 99.3121
+ | District heating plants |  |  |  | B_101009 | 348.8822 | 0 | 0 | 0 | 0 | 0 | 0 | 0 | 0 | 0 | 0 | 0 | 0 | 0 | 0 | 31.4082 | [5 empty] | 9.2911 |  | 7.7147 | [6 empty] | 14.4024 | 0 | [6 empty] | 15.7161 | 15.3817 | 0 | 0.33438 | 0 | 0 | 174.6202 |  |  |  | 0 |  | 124.4387 |  | 3.6066 | 46.5749 | 0 | 0 | 0 | 0 | 0 | 46.5749 | 0 | 46.5749 |  |  | 80.5627
| + | Main Activity Producer Heat Only Plants |  |  | B_101038 | 268.2956 | 0 | 0 | 0 | 0 | 0 | 0 | 0 | 0 | 0 | 0 | 0 | 0 | 0 | 0 | 31.4082 | [5 empty] | 9.2911 |  | 7.7147 | [6 empty] | 14.4024 | 0 | [6 empty] | 15.7161 | 15.3817 | 0 | 0.33438 | 0 | 0 | 174.6202 |  |  |  | 0 |  | 124.4387 |  | 3.6066 | 46.5749 | 0 | 0 | 0 | 0 | 0 | 46.5749 | 0 | 46.5749
| + | Autoproducer Heat Only Plants |  |  | B_101039 | 0 | 0 | 0 | 0 | 0 | 0 | 0 | 0 | 0 | 0 | 0 | 0 | 0 | 0 | 0 | 0 | [15 empty] | 0 | [6 empty] | 0 | 0 | 0 | 0 | 0 | 0 | 0 |  |  |  | 0 |  | 0 |  | 0 | 0 | 0 | 0 | 0 | 0 | 0 | 0 | 0 | 0
| + | Used for heat pumps |  |  | B_101322 | 14.5218 | [63 empty] | 14.5218
| + | Used for electric boilers |  |  | B_101323 | 66.0409 | [63 empty] | 66.0409
+ | Patent fuel plants |  |  |  | B_101010 | 0 | 0 | 0 | 0 | 0 | 0 | 0 | 0 | 0 | 0 | 0 | 0 | 0 | 0 | 0 | 0 | [15 empty] | 0 | [6 empty] | 0 |  | 0 | 0 | 0 | 0 | 0 | [9 empty] | 0 | 0 | 0 | 0 |  | 0 | 0
+ | BKB / PB Plants |  |  |  | B_101011 | 0 | 0 | 0 | 0 | 0 | 0 | 0 | 0 | 0 | 0 | 0 | 0 | 0 | 0 | 0 | [23 empty] | 0 |  | 0 | 0 | 0 | 0 | 0 | [5 empty] | 0 | 0 |  | 0 | 0 | 0 | 0 | 0 |  | 0 | 0 | 0
+ | Coal Liquefaction Plants |  |  |  | B_101012 | 0 | 0 | 0 | 0 | 0 | 0 | 0 | 0 | 0 | 0 | 0 | 0 | 0 | 0 | 0 | [23 empty] | 0 |  | 0 | 0 | 0 | 0
+ | For Blended Natural Gas |  |  |  | B_101013 | 0 | [14 empty] | 0 | [15 empty] | 0 | [6 empty] | 0 |  | 0 | 0 | 0 | 0 | 0 | [7 empty] | 0 |  | 0 | 0 | 0
+ | Charcoal production plants (transformation) |  |  |  | B_101015 | 0 | [43 empty] | 0 | [5 empty] | 0 |  |  |  | 0 | 0 | 0 | 0
+ | Gas-to-Liquids (GTL) Plants (transformation) |  |  |  | B_101016 | 0 | [37 empty] | 0 | 0
+ | Non-specified Transformation Input |  |  |  | B_101020 | 0 | 0 | 0 | 0 | 0 | 0 | 0 | 0 | 0 | 0 | 0 | 0 | 0 | 0 | 0 | 0 | [15 empty] | 0 | [6 empty] | 0 | 0 | 0 | 0 | 0 | 0 | 0 |  |  |  | 0 |  | 0 | 0 | 0 | 0 | 0 | 0 | 0 | 0 | 0 | 0 | 0 | 0
Transformation output |  |  |  |  | B_101100 | 16401.9538 | 0 | [5 empty] | 0 | 0 | 0 | 0 | 0 |  | 0 |  | 15502.8662 | [5 empty] | 421.3719 |  | 475.6616 | 3861.756 |  |  | 515.7399 | 229.5548 | 2006.9026 | 6342.2901 | 1520.0153 |  |  |  | 129.5739 |  |  | 89.4 |  | 0 | 89.4 | 0 | 0 | 0 | [6 empty] | 0 | [11 empty] | 521.1379 | 288.5736
+ | Conventional Thermal Power Stations |  |  |  | B_101101 | 492.3808 | [62 empty] | 203.8072 | 288.5736
| + | Main Activity Producer Conventional Thermal Power Stations |  |  | B_101121 | 243.0974 | [62 empty] | 203.8072 | 39.2901
|  | + | El. Gen. Main activity electricity only - Geothermal |  | 15_107038 | 0 | [63 empty] | 0
|  | + | El. Gen. Main activity electricity only - Combustible Fuels |  | 15_107048 | 12.0378 | [63 empty] | 12.0378
|  | + | El. Gen. Main activity electricity only - Other Sources |  | 15_107054 | 0 | [63 empty] | 0
|  | + | El. Gen. Main activity electricity only - Solar Thermal |  | 14_1070422 | 0 | [63 empty] | 0
|  | + | El. Gen. Main activity CHP plants - Geothermal |  | 15_107039 | 0 | [63 empty] | 0
|  | + | El. Gen. Main activity CHP plants - Combustible Fuels |  | 15_107049 | 27.2523 | [63 empty] | 27.2523
|  | + | El. Gen. Main activity CHP plants - Other Sources |  | 15_107055 | 0 | [63 empty] | 0
|  | + | El. Gen. Main activity CHP plants - Solar Thermal |  | 14_1070423 | 0 | [63 empty] | 0
|  | + | Heat Prod. Main activity CHP plants - Geothermal |  | 15_107064 | 0 | [62 empty] | 0
|  | + | Heat Prod. Main activity CHP plants - Combustible Fuels |  | 15_107072 | 202.5413 | [62 empty] | 202.5413
|  | + | Heat Prod. Main activity CHP plants - Heat Pumps |  | 15_107076 | 0.85985 | [62 empty] | 0.85985
|  | + | Heat Prod. Main activity CHP plants - Electric Boilers |  | 15_107080 | 0.40604 | [62 empty] | 0.40604
|  | + | Heat Prod. Main activity CHP plants - Other Sources |  | 15_107086 | 0 | [62 empty] | 0
|  | + | Heat Prod. Main activity CHP plants - Solar Thermal |  | 14_1070681 | 0 | [62 empty] | 0
| + | Autoproducer Conventional Thermal Power Stations |  |  | B_101122 | 249.2596 | [62 empty] | 0 | 249.2596
|  | + | El. Gen. Autoproducer electricity only - Geothermal |  | 15_107040 | 0 | [63 empty] | 0
|  | + | El. Gen. Autoproducer electricity only - Combustible Fuels |  | 15_107050 | 249.0924 | [63 empty] | 249.0924
|  | + | El. Gen. Autoproducer electricity only - Heat from Chemical Sources |  | 15_107052 | 0.16719 | [63 empty] | 0.16719
|  | + | El. Gen. Autoproducer electricity only - Other Sources |  | 15_107056 | 0 | [63 empty] | 0
|  | + | El. Gen. Autoproducer electricity only - Solar Thermal |  | 14_1070432 | 0 | [63 empty] | 0
|  | + | El. Gen. Autoproducer CHP plants - Geothermal |  | 15_107041 | 0 | [63 empty] | 0
|  | + | El. Gen. Autoproducer CHP plants - Combustible Fuels |  | 15_107051 | 0 | [63 empty] | 0
|  | + | El. Gen. Autoproducer CHP plants - Heat from Chemical Sources |  | 15_107053 | 0 | [63 empty] | 0
|  | + | El. Gen. Autoproducer CHP plants - Other Sources |  | 15_107057 | 0 | [63 empty] | 0
|  | + | El. Gen. Autoproducer CHP plants - Solar Thermal |  | 14_1070433 | 0 | [63 empty] | 0
|  | + | Heat Prod. Autoproducer CHP plants - Geothermal |  | 15_107066 | 0 | [62 empty] | 0
|  | + | Heat Prod. Autoproducer CHP plants - Combustible Fuels |  | 15_107074 | 0 | [62 empty] | 0
|  | + | Heat Prod. Autoproducer CHP plants - Heat Pumps |  | 15_107078 | 0 | [62 empty] | 0
|  | + | Heat Prod. Autoproducer CHP plants - Electric Boilers |  | 15_107082 | 0 | [62 empty] | 0
|  | + | Heat Prod. Autoproducer CHP plants - Heat from Chemical Sources |  | 15_107084 | 0 | [62 empty] | 0
|  | + | Heat Prod. Autoproducer CHP plants - Other Sources |  | 15_107088 | 0 | [62 empty] | 0
|  | + | Heat Prod. Autoproducer CHP plants - Solar Thermal |  | 14_1070701 | 0 | [62 empty] | 0
+ | Nuclear power stations |  |  |  | B_101102 | 0 | [62 empty] | 0 | 0
| + | El. Gen. Main Activity electricity only - Nuclear |  |  | 15_107030 | 0 | [63 empty] | 0
| + | El. Gen. Main Activity CHP plants - Nuclear |  |  | 15_107031 | 0 | [63 empty] | 0
| + | El. Gen. Autoproducer electricity only - Nuclear |  |  | 15_107032 | 0 | [63 empty] | 0
| + | El. Gen. Autoproducer CHP plants - Nuclear |  |  | 15_107033 | 0 | [63 empty] | 0
| + | Heat Prod. Main Activity CHP plants - Nuclear |  |  | 15_107060 | 0 | [62 empty] | 0
| + | Heat Prod. Autoproducer CHP plants - Nuclear |  |  | 15_107062 | 0 | [62 empty] | 0
+ | Coke-ovens |  |  |  | B_101104 | 0 | 0 | [6 empty] | 0 |  | 0 | [27 empty] | 0 |  | 0
+ | Blast-furnaces |  |  |  | B_101106 | 89.4 | [37 empty] | 89.4 |  |  | 89.4 |  | 0
+ | Gas works |  |  |  | B_101107 | 0 | 0 | [7 empty] | 0 | [28 empty] | 0 |  |  |  | 0
+ | Refineries |  |  |  | B_101108 | 15502.8662 | [14 empty] | 15502.8662 | [5 empty] | 421.3719 |  | 475.6616 | 3861.756 |  |  | 515.7399 | 229.5548 | 2006.9026 | 6342.2901 | 1520.0153 |  |  |  | 129.5739
+ | Patent Fuel Plants |  |  |  | B_101110 | 0 | 0 | [5 empty] | 0
+ | BKB / PB Plants |  |  |  | B_101111 | 0 | 0 | [9 empty] | 0 |  | 0
+ | Charcoal production plants |  |  |  | B_101115 | 0 | [43 empty] | 0 | [6 empty] | 0
+ | District Heating Plants |  |  |  | B_101109 | 317.3307 | [62 empty] | 317.3307
| + | Heat Prod. Main activity heat only plants - Nuclear |  |  | 15_107061 | 0 | [62 empty] | 0
| + | Heat Prod. Main activity heat only plants - Geothermal |  |  | 15_107065 | 0 | [62 empty] | 0
| + | Heat Prod. Main activity heat only plants - Combustible Fuels |  |  | 15_107073 | 186.1326 | [62 empty] | 186.1326
| + | Heat Prod. Main activity heat only plants - Heat Pumps |  |  | 15_107077 | 36.9017 | [62 empty] | 36.9017
| + | Heat Prod. Main activity heat only plants - Electric Boilers |  |  | 15_107081 | 65.7543 | [62 empty] | 65.7543
| + | Heat Prod. Main activity heat only plants - Other Sources |  |  | 15_107087 | 17.4119 | [62 empty] | 17.4119
| + | Heat Prod. Main activity heat only plants - Solar Thermal |  |  | 14_1070691 | 0 | [62 empty] | 0
| + | Heat Prod. Autoproducer heat only plants - Nuclear |  |  | 15_107063 | 0 | [62 empty] | 0
| + | Heat Prod. Autoproducer heat only plants - Geothermal |  |  | 15_107067 | 0 | [62 empty] | 0
| + | Heat Prod. Autoproducer heat only plants - Combustible Fuels |  |  | 15_107075 | 0 | [62 empty] | 0
| + | Heat Prod. Autoproducer heat only plants - Heat Pumps |  |  | 15_107079 | 0 | [62 empty] | 0
| + | Heat Prod. Autoproducer heat only plants - Electric Boilers |  |  | 15_107083 | 0 | [62 empty] | 0
| + | Heat Prod. Autoproducer heat only plants - Heat from Chemical Sources |  |  | 15_107085 | 0.50158 | [62 empty] | 0.50158
| + | Heat Prod. Autoproducer heat only plants - Other Sources |  |  | 15_107089 | 10.6286 | [62 empty] | 10.6286
| + | Heat Prod. Autoproducer heat only plants - Solar Thermal |  |  | 14_1070711 | 0 | [62 empty] | 0
Exchanges and transfers, returns |  |  |  |  | B_101200 | 434.6279 | [14 empty] | 434.6279 | 0 | -9500 | 1245.7247 |  |  | 0 | 1486.4574 | 5805.9855 | 0 | 0 | 0 | 0 | 0 | 2536.4001 | -1.027 | -1137.8619 | -1.0509 | 0 | 0 | 0 | 0 | 0 | [6 empty] | -12320.5551 | -12187.4463 | -133.1088 | 0 |  | 0 |  |  |  |  | 0 | 0 | 0 | [7 empty] | 12320.5551
+ | Interproduct tranfers |  |  |  | B_101210 | 372.8862 | [14 empty] | 372.8862 |  | -9500 |  |  |  |  | 1504.0843 | 5832.4257 | [5 empty] | 2536.4001 |  | 0 | [12 empty] | -12320.5551 | -12187.4463 | -133.1088 | 0 |  | 0 | [14 empty] | 12320.5551
+ | Products transferred |  |  |  | B_101220 | 65.3721 | [14 empty] | 65.3721 |  |  | 1202.2786 | [12 empty] | -1136.9065
+ | Petrochemical industry (Returns from petrochem. Industry) |  |  |  | B_101230 | -3.6305 | [14 empty] | -3.6305 | 0 | 0 | 43.4461 |  |  | 0 | -17.6268 | -26.4164 | 0 | 0 | 0 | 0 | 0 | 0 | -1.027 | -0.95538 | -1.0509 | 0 | 0 | 0 | 0 | 0 | [6 empty] | 0 | [9 empty] | 0 | 0 | 0
Consumption of the energy branch |  |  |  |  | B_101300 | 5157.3039 | 0 | 0 | 0 | 0 | 0 | 0 | 0 | 0 | 0 | 0 | 0 | 0 | 0 | 0 | 848.9061 | [5 empty] | 393.4986 | [8 empty] | 221.3146 | 0 |  |  |  | 234.069 |  |  | 3605.6893 | 3605.6893 | 0 | 0 | 0 | 0 | 0 |  |  |  | 0 |  | 0 | 0 | 0 | 0 | 0 | 0 | 0 | 0 | 0 | 0 | 0 | 0 |  | 6.2339 | 696.4746
+ | Own Use in Electricity, CHP and Heat Plants |  |  |  | B_101301 | 50.2054 | 0 | 0 | 0 | 0 | 0 | 0 | 0 | 0 | 0 | 0 | 0 | 0 | 0 | 0 | 2.0541 | [14 empty] | 2.0541 | 0 | [6 empty] | 0 | 0 | 0 | 0 | 0 | 0 | 0 |  |  |  | 0 |  | 0 | 0 | 0 | 0 | 0 | 0 | 0 | 0 | 0 | 0 | 0 | 0 |  | 0 | 48.1513
+ | Pumped storage power stations balance (Pumping stations) |  |  |  | B_101302 | 39.8873 | [63 empty] | 39.8873
| + | Used for pumped storage |  |  | 17_107302 | 132.0818 | [63 empty] | 132.0818
| - | Production in pumped storage power station |  |  | 17_107301 | 92.1706 | [63 empty] | 92.1706
|  | + | El. Gen. Main Activity electricity only - Pumped Hydro |  | 15_107036 | 90.2837 | [63 empty] | 90.2837
|  | + | El. Gen. Autoproducer electricity only - Pumped Hydro |  | 15_107037 | 1.8869 | [63 empty] | 1.8869
+ | Oil and Natural Gas extraction plants |  |  |  | B_101305 | 4374.582 | [14 empty] | 214.1253 | [14 empty] | 214.1253 | 0 | [6 empty] | 3605.6893 | 3605.6893 | [23 empty] | 0 | 554.7674
+ | Oil refineries (Petroleum Refineries) |  |  |  | B_101307 | 679.9943 | 0 | 0 | 0 | 0 | 0 | 0 | 0 | 0 | 0 | 0 | 0 | 0 | 0 | 0 | 627.5676 | [5 empty] | 393.4986 | [9 empty] | 0 |  |  |  | 234.069 |  |  | 0 | 0 | 0 | 0 | 0 | 0 | 0 |  |  |  | 0 |  | 0 | 0 | 0 | 0 | 0 | 0 | 0 | 0 | 0 | 0 | 0 | 0 |  | 6.2339 | 46.1689
+ | Nuclear industry |  |  |  | B_101308 | 0 | [62 empty] | 0 | 0
+ | Coal Mines |  |  |  | B_101310 | 8.5029 | 0 | 0 | 0 | 0 | 0 | 0 | 0 | 0 | 0 | 0 | 0 | 0 | 0 | 0 | 5.1591 | [14 empty] | 5.1591 | 0 | [6 empty] | 0 | 0 | 0 | 0 | 0 | 0 | 0 |  |  |  | 0 |  | 0 | 0 | 0 | 0 | 0 | 0 | 0 | 0 | 0 | 0 | 0 | 0 |  | 0 | 3.3438
+ | Patent fuel plants |  |  |  | B_101311 | 0 | 0 | 0 | 0 | 0 | 0 | 0 | 0 | 0 | 0 | 0 | 0 | 0 | 0 | 0 | [23 empty] | 0 |  | 0 | 0 | 0 | 0 | 0 |  |  |  | 0 |  | 0 | 0 | 0 | 0 | 0 | 0 | 0 | 0 | 0 | 0 | 0 | 0 |  | 0 | 0
+ | Coke Ovens |  |  |  | B_101312 | 0 | 0 | 0 | 0 | 0 | 0 | 0 | 0 | 0 | 0 | 0 | 0 | 0 | 0 | 0 | 0 | [15 empty] | 0 | [6 empty] | 0 | 0 | 0 | 0 | 0 | 0 | 0 |  |  |  | 0 |  | 0 | 0 | 0 | 0 | 0 | 0 | 0 | 0 | 0 | 0 | 0 | 0 |  | 0 | 0
+ | BKB / PB Plants |  |  |  | B_101313 | 0 | 0 | 0 | 0 | 0 | 0 | 0 | 0 | 0 | 0 | 0 | 0 | 0 | 0 | 0 | [23 empty] | 0 |  | 0 | 0 | 0 | 0 | 0 |  |  |  | 0 |  | 0 | 0 | 0 | 0 | 0 | 0 | 0 | 0 | 0 | 0 | 0 | 0 |  | 0 | 0
+ | Gas works |  |  |  | B_101314 | 0 | 0 | 0 | 0 | 0 | 0 | 0 | 0 | 0 | 0 | 0 | 0 | 0 | 0 | 0 | 0 | [15 empty] | 0 | [6 empty] | 0 | 0 | 0 | 0 | 0 | 0 | 0 |  |  |  | 0 |  | 0 | 0 | 0 | 0 | 0 | 0 | 0 | 0 | 0 | 0 | 0 | 0 |  | 0 | 0
+ | Blast Furnaces |  |  |  | B_101315 | 0 | [43 empty] | 0 |  |  |  | 0 | [9 empty] | 0 |  |  |  |  | 0 | 0
+ | Coal Liquefaction Plants |  |  |  | B_101316 | 0 | 0 | 0 | 0 | 0 | 0 | 0 | 0 | 0 | 0 | 0 | 0 | 0 | 0 | 0 | [23 empty] | 0 |  | 0 | 0 | 0 | 0 | [19 empty] | 0 | 0
+ | Liquefaction (LNG) / regasification plants |  |  |  | B_101317 | 0 | [37 empty] | 0 | 0 | [23 empty] | 0 | 0
+ | Gasification plants for biogas |  |  |  | B_101318 | 0 | [43 empty] | 0 |  |  |  | 0 |  | 0 | 0 | 0 | 0 | 0 | 0 | 0 | 0 | 0 | 0 | 0 | 0 |  | 0 | 0
+ | Gas-to-Liquids (GTL) Plants (Energy) |  |  |  | B_101319 | 0 | [37 empty] | 0 | 0 | [23 empty] | 0 | 0
+ | Non-specified (Energy) |  |  |  | B_101320 | 4.132 | 0 | 0 | 0 | 0 | 0 | 0 | 0 | 0 | 0 | 0 | 0 | 0 | 0 | 0 | 0 | [15 empty] | 0 | [6 empty] | 0 | 0 | 0 | 0 | 0 | 0 | 0 |  |  |  | 0 |  | 0 | 0 | 0 | 0 | 0 | 0 | 0 | 0 | 0 | 0 | 0 | 0 |  | 0 | 4.132
+ | Charcoal production plants (Energy) |  |  |  | B_101321 | 0 | [43 empty] | 0 |  |  |  | 0 |  | 0 | 0 | 0 | 0 | 0 | 0 | 0 | 0 | 0 | 0 | 0 | 0 |  | 0 | 0
Distribution losses |  |  |  |  | B_101400 | 876.6361 | 0 | 0 | 0 | 0 | 0 | 0 | 0 | 0 | 0 | 0 | 0 | 0 | 0 | 0 | 0 | [15 empty] | 0 | [6 empty] | 4.9919 | 0 | 0 | 4.9919 | 0 | 0 | 0.59711 |  |  |  | 0 |  | 0 | 0 | 0.59711 | 0 | 0 | 0 | 0 | 0 | 0 | 0 | 0 | 0 |  | 88.7551 | 782.292
Available for Final Consumption |  |  |  |  | B_101500 | 24164.6365 | 714.3403 | 0 | 0 | 491.2821 | 0 | 0 | 0 | 223.0582 | 0 | 0 | 0 | 0 | 0 | 0 | 11702.4219 | 124.9881 | 0 | 43.4461 | 0 |  | 18.5822 | 1145.1228 | 1221.0996 | 1473.2015 | 0 | 0 | 790.6038 | -15.4294 | 1962.8595 | 4774.4817 | -214.0059 | 14.5696 | 38.1198 | 358.6271 | 176.3877 | 0 | -210.1844 | 649.3026 | 580.9449 | 0 | 68.3577 | 0 | 0 | 1182.9321 | 0 | 0 | 0 | 0 | 0 | 1008.2641 | 0 | 22.2127 | 19.8481 | 9.1478 | 120.5455 | 0 | 2.89 | 0 | 19.8481 | 0 | 19.8481 | 0 | 377.9259 | 9517.8896
Final non-energy consumption |  |  |  |  | B_101600 | 2270.2302 | 57.0364 | 0 | 0 | 57.0364 | 0 | 0 | 0 | 0 | 0 | 0 | 0 | 0 | 0 | 0 | 1821.5105 | 0 | 0 |  |  |  | 0 | 235.6215 | 737.7233 | 0 | 0 | 0 | 0 | 0 | 0 | 0 | 0 | 13.5426 | 37.1167 | 358.6271 | 405.4409 | 0 | 33.4384 | 391.6595 | 391.6595 | 0 | 0 | 0 | 0 | 0 | [9 empty] | 0 | 0 | 0
+ | Non-Energy Use in Transformation sector |  |  |  | B_101603 | 0 | [14 empty] | 0 | 0 | 0 |  |  |  | 0 | 0 | 0 | 0 | 0 | 0 | 0 | 0 | 0 | 0 | 0 | 0 | 0 | 0 | 0 | 0 | 0 | [6 empty] | 0 | [9 empty] | 0 | 0 | 0
+ | Non-Energy Use in Energy sector |  |  |  | B_101604 | 0 | [14 empty] | 0 | 0 | 0 |  |  |  | 0 | 0 | 0 | 0 | 0 | 0 | 0 | 0 | 0 | 0 | 0 | 0 | 0 | 0 | 0 | 0 | 0 | [6 empty] | 0 | [9 empty] | 0 | 0 | 0
+ | Non-Energy Use in Industry sector |  |  |  | B_101605 | 2213.17 | [14 empty] | 1821.5105 | 0 | 0 |  |  |  | 0 | 235.6215 | 737.7233 | 0 | 0 | 0 | 0 | 0 | 0 | 0 | 0 | 13.5426 | 37.1167 | 358.6271 | 405.4409 | 0 | 33.4384 | 391.6595 | 391.6595 |  |  |  |  | 0 | [9 empty] | 0 | 0 | 0
|  | of which Non-Energy Use in Chemical/Petrochemical Industry |  |  | B_101601 | 1362.4964 | 0 | 0 | 0 | 0 | 0 | 0 | 0 | 0 | 0 | 0 | 0 | 0 | 0 | 0 | 970.8369 | [6 empty] | 235.6215 | 705.7896 | [7 empty] | 0 | 13.5426 |  |  | 15.8833 |  |  | 391.6595 | 391.6595 | 0 | 0 | 0 | 0
+ | Non-Energy Use in Transport sector |  |  |  | B_101606 | 0 | 0 | 0 | 0 | 0 | 0 | 0 | 0 | 0 | 0 | 0 | 0 | 0 | 0 | 0 | 0 | 0 | 0 |  |  |  | 0 | 0 | 0 | 0 | 0 | 0 | 0 | 0 | 0 | 0 | 0 | 0 | 0 | 0 | 0 | 0 | 0 | 0 | 0 | 0 | 0 | 0 | 0 | 0 | [9 empty] | 0 | 0 | 0
+ | Non-Energy Use in Other sectors |  |  |  | B_101607 | 0 | 0 | 0 | 0 | 0 | 0 | 0 | 0 | 0 | 0 | 0 | 0 | 0 | 0 | 0 | 0 | 0 | 0 |  |  |  | 0 | 0 | 0 | 0 | 0 | 0 | 0 | 0 | 0 | 0 | 0 | 0 | 0 | 0 | 0 | 0 | 0 | 0 | 0 | 0 | 0 | 0 | 0 | 0 | [9 empty] | 0 | 0 | 0
+ | Non-Energy Use in Industry, Transformation and Energy Sectors |  |  |  | B_101608 | 57.0364 | 57.0364 | 0 | 0 | 57.0364 | 0 | 0 | 0 | 0 | 0 | 0 | 0 | 0 | 0 | 0 | [23 empty] | 0 |  | 0 | 0 | 0 | 0
Final energy consumption |  |  |  |  | B_101700 | 18792.1085 | 602.9187 | 0 | 0 | 428.2029 | 0 | 0 | 0 | 174.7158 | 0 | 0 | 0 | 0 | 0 | 0 | 6686.9208 | [6 empty] | 234.5228 | 204.8104 | 1036.9972 | 2.1018 |  | 832.8079 | 34.9909 |  | 4230.9401 | 88.8507 |  |  |  | 20.899 |  |  | 412.8212 | 344.4636 | 0 | 68.3577 | 0 | 0 | 1166.4995 |  |  |  | 0 |  | 999.0207 | 0 | 15.3578 | 19.8481 | 8.9567 | 120.4261 | 0 | 2.89 | 0 | 19.8481 | 0 | 19.8481 |  | 377.9259 | 9525.1982
+ | Industry |  |  |  | B_101800 | 5898.9921 | 602.9187 | 0 | 0 | 428.2029 | 0 | 0 | 0 | 174.7158 | 0 | 0 | 0 | 0 | 0 | 0 | 863.3085 | [6 empty] | 234.5228 | 175.074 |  |  |  |  | 1.027 |  | 391.1818 | 43.9476 |  |  |  | 17.5552 |  |  | 293.1595 | 224.8018 | 0 | 68.3577 | 0 | 0 | 340.7376 |  |  |  | 0 |  | 316.4708 | 0 | 4.4186 | 19.8481 | 0 | 0 | 0 | 0 | 0 | 19.8481 | 0 | 19.8481 |  | 39.6245 | 3739.3714
| + | Iron & steel industry |  |  | B_101805 | 793.5177 | 294.0432 | 0 | 0 | 176.5071 | 0 | 0 | 0 | 117.5361 | 0 | 0 | 0 | 0 | 0 | 0 | 13.5903 | [7 empty] | 2.1974 | [6 empty] | 7.2131 | 0 |  |  |  | 4.1798 |  |  | 48.9156 | 0.95538 | 0 | 47.9603 | 0 | 0 | 2.699 |  |  |  | 0 |  | 2.699 | 0 | 0 | 0 | 0 | 0 | 0 | 0 | 0 | 0 | 0 | 0 |  | 0.21496 | 434.0546
| + | Chemical and Petrochemical industry |  |  | B_101815 | 1355.1638 | 222.8193 | 0 | 0 | 175.1696 | 0 | 0 | 0 | 47.6498 | 0 | 0 | 0 | 0 | 0 | 0 | 359.7497 | [6 empty] | 234.5228 | 63.8674 | [6 empty] | 49.4172 | 8.5985 |  |  |  | 3.3438 |  |  | 100.8646 | 85.3635 | 0 | 15.5011 | 0 | 0 | 35.182 |  |  |  | 0 |  | 32.2442 | 0 | 0 | 2.9378 | 0 | 0 | 0 | 0 | 0 | 2.9378 | 0 | 2.9378 |  | 10.0554 | 623.555
| + | Non-ferrous metal industry |  |  | B_101810 | 1695.9731 | 0 | 0 | 0 | 0 | 0 | 0 | 0 | 0 | 0 | 0 | 0 | 0 | 0 | 0 | 23.5263 | [7 empty] | 16.5281 | [6 empty] | 6.1861 | 0 |  |  |  | 0.83596 |  |  | 34.7043 | 34.7043 | 0 | 0 | 0 | 0 | 0 |  |  |  | 0 |  | 0 | 0 | 0 | 0 | 0 | 0 | 0 | 0 | 0 | 0 | 0 | 0 |  | 1.5525 | 1636.1899
| + | Non-metallic Minerals (Glass, pottery & building mat. Industry) |  |  | B_101820 | 308.9949 | 86.0323 | 0 | 0 | 76.5023 | 0 | 0 | 0 | 9.53 | 0 | 0 | 0 | 0 | 0 | 0 | 58.6367 | [7 empty] | 31.9337 | [6 empty] | 17.5074 | 0 |  |  |  | 9.1956 |  |  | 48.7962 | 43.8999 | 0 | 4.8963 | 0 | 0 | 27.2523 |  |  |  | 0 |  | 11.2258 | 0 | 0 | 16.0266 | 0 | 0 | 0 | 0 | 0 | 16.0266 | 0 | 16.0266 |  | 0.38215 | 71.8926
| + | Transport Equipment |  |  | B_101846 | 58.9472 | 0 | 0 | 0 | 0 | 0 | 0 | 0 | 0 | 0 | 0 | 0 | 0 | 0 | 0 | 10.5809 | [7 empty] | 4.3948 | [6 empty] | 6.1861 | 0 | [6 empty] | 2.078 | 2.078 | 0 | 0 | 0 | 0 | 0.11942 |  |  |  | 0 |  | 0.11942 | 0 | 0 | 0 | 0 | 0 | 0 | 0 | 0 | 0 | 0 | 0 |  | 3.3438 | 42.8251
| + | Machinery |  |  | B_101847 | 118.4198 | 0 | 0 | 0 | 0 | 0 | 0 | 0 | 0 | 0 | 0 | 0 | 0 | 0 | 0 | 14.6174 | [7 empty] | 3.2961 | [6 empty] | 11.3213 | 0 | [6 empty] | 4.4186 | 4.4186 | 0 | 0 | 0 | 0 | 0.071654 |  |  |  | 0 |  | 0.071654 | 0 | 0 | 0 | 0 | 0 | 0 | 0 | 0 | 0 | 0 | 0 |  | 3.941 | 95.3473
| + | Mining and Quarrying |  |  | B_101825 | 124.3193 | 0 | 0 | 0 | 0 | 0 | 0 | 0 | 0 | 0 | 0 | 0 | 0 | 0 | 0 | 70.149 | [7 empty] | 2.1974 |  |  |  |  | 1.027 |  | 66.9246 | 0 | [6 empty] | 3.6305 | 3.6305 | 0 | 0 | 0 | 0 | 1.027 |  |  |  | 0 |  | 1.027 | 0 | 0 | 0 | 0 | 0 | 0 | 0 | 0 | 0 | 0 | 0 |  | 0.16719 | 49.3456
| + | Food and Tabasco |  |  | B_101830 | 359.2003 | 0 | 0 | 0 | 0 | 0 | 0 | 0 | 0 | 0 | 0 | 0 | 0 | 0 | 0 | 91.2152 | [7 empty] | 25.3177 | [6 empty] | 65.8737 | 0 | [6 empty] | 35.7313 | 35.7313 | 0 | 0 | 0 | 0 | 2.699 |  |  |  | 0 |  | 1.8152 | 0 | 0 | 0.88373 | 0 | 0 | 0 | 0 | 0 | 0.88373 | 0 | 0.88373 |  | 12.1811 | 216.5138
| + | Paper, Pulp and Print |  |  | B_101840 | 589.2806 | 0 | 0 | 0 | 0 | 0 | 0 | 0 | 0 | 0 | 0 | 0 | 0 | 0 | 0 | 38.502 | [7 empty] | 1.0987 | [6 empty] | 2.0541 | 35.3492 | [6 empty] | 5.0635 | 5.0635 | 0 | 0 | 0 | 0 | 188.33 |  |  |  | 0 |  | 183.9113 | 0 | 4.4186 | 0 | 0 | 0 | 0 | 0 | 0 | 0 | 0 | 0 |  | 0.11942 | 357.2657
| + | Wood and Wood Products |  |  | B_101851 | 156.0858 | 0 | 0 | 0 | 0 | 0 | 0 | 0 | 0 | 0 | 0 | 0 | 0 | 0 | 0 | 11.5363 | [7 empty] | 3.2961 | [6 empty] | 8.2402 | 0 | [6 empty] | 4.3948 | 4.3948 | 0 | 0 | 0 | 0 | 76.1918 |  |  |  | 0 |  | 76.1918 | 0 | 0 | 0 | 0 | 0 | 0 | 0 | 0 | 0 | 0 | 0 |  | 7.3803 | 56.5826
| + | Construction |  |  | B_101852 | 268.2001 | 0 | 0 | 0 | 0 | 0 | 0 | 0 | 0 | 0 | 0 | 0 | 0 | 0 | 0 | 156.8023 | [7 empty] | 20.9229 | [6 empty] | 135.8794 | 0 | [6 empty] | 0.76431 | 0.76431 | 0 | 0 | 0 | 0 | 4.3709 |  |  |  | 0 |  | 4.3709 | 0 | 0 | 0 | 0 | 0 | 0 | 0 | 0 | 0 | 0 | 0 |  | 0 | 106.2864
| + | Textile and Leather |  |  | B_101835 | 8.2402 | 0 | 0 | 0 | 0 | 0 | 0 | 0 | 0 | 0 | 0 | 0 | 0 | 0 | 0 | 0 | [15 empty] | 0 | [6 empty] | 0.47769 | 0.47769 | 0 | 0 | 0 | 0 | 0.023885 |  |  |  | 0 |  | 0.023885 | 0 | 0 | 0 | 0 | 0 | 0 | 0 | 0 | 0 | 0 | 0 |  | 0 | 7.7386
| + | Non-specified (Industry) |  |  | B_101853 | 62.6015 | 0 | 0 | 0 | 0 | 0 | 0 | 0 | 0 | 0 | 0 | 0 | 0 | 0 | 0 | 14.4024 | [14 empty] | 14.4024 | 0 | [6 empty] | 3.3438 | 3.3438 | 0 | 0 | 0 | 0 | 2.7706 |  |  |  | 0 |  | 2.7706 | 0 | 0 | 0 | 0 | 0 | 0 | 0 | 0 | 0 | 0 | 0 |  | 0.28662 | 41.798
+ | Transport |  |  |  | B_101900 | 5046.1928 | 0 | 0 | 0 | 0 | 0 | 0 | 0 | 0 | 0 | 0 | 0 | 0 | 0 | 0 | 4768.3195 | [7 empty] | 2.1974 | 1012.8738 | 2.1018 |  | 799.871 |  |  | 2910.1939 | 41.0815 | [6 empty] | 78.5564 | 78.5564 | 0 | 0 | 0 | 0 | 133.2999 |  |  |  | 0 |  | 0 | 0 | 1.027 | 0 | 8.9567 | 120.4261 | 0 | 2.89 | 0 | 0 | 0 | 0 |  |  | 66.0409
| + | Rail |  |  | B_101910 | 78.8191 | 0 | 0 | 0 | 0 | 0 | 0 | 0 | 0 | 0 | 0 | 0 | 0 | 0 | 0 | 13.3754 | [14 empty] | 13.3754 | 0 | [6 empty] | 0 |  | 0 | 0 | 0 | 0 | 0 |  |  |  | 0 |  | 0 | 0 | 0 | 0 | 0 | 0 | 0 | 0 | 0 | 0 | 0 | 0 |  |  | 65.4438
| + | Road |  |  | B_101920 | 3290.6038 | [14 empty] | 3146.2692 | [7 empty] | 2.1974 | 971.9834 | [5 empty] | 2172.0885 | 0 | [6 empty] | 10.4137 | 10.4137 |  |  |  |  | 133.2999 |  |  |  | 0 |  | 0 | 0 | 1.027 | 0 | 8.9567 | 120.4261 | 0 | 2.89 | 0 | 0 | 0 | 0 |  |  | 0.59711
| + | International aviation |  |  | B_101931 | 403.5301 | [14 empty] | 403.5301 | [11 empty] | 403.5301 |  |  |  | 0
| + | Domestic aviation |  |  | B_101932 | 398.4188 | [14 empty] | 398.4188 | [9 empty] | 2.1018 |  | 396.3409 |  |  |  | 0
| + | Domestic Navigation |  |  | B_101940 | 806.6781 | 0 | 0 | 0 | 0 | 0 | 0 | 0 | 0 | 0 | 0 | 0 | 0 | 0 | 0 | 806.6781 | [8 empty] | 40.8904 | [5 empty] | 724.7062 | 41.0815 | [6 empty] | 0 |  | 0 | 0 | 0 | 0 | 0 |  |  |  | 0 |  | 0 | 0 | 0 | 0 | 0 | 0 | 0 | 0 | 0 | 0 | 0 | 0
| + | Pipeline transport |  |  | B_101945 | 0 | [14 empty] | 0 | [15 empty] | 0 | [6 empty] | 0 | 0 | [24 empty] | 0
| + | Non-specified (Transport) |  |  | B_101950 | 68.1188 | 0 | 0 | 0 | 0 | 0 | 0 | 0 | 0 | 0 | 0 | 0 | 0 | 0 | 0 | 0 | [15 empty] | 0 | [6 empty] | 68.1188 | 68.1188 | 0 | 0 | 0 | 0 | 0 |  |  |  | 0 |  | 0 | 0 | 0 | 0 | 0 | 0 | 0 | 0 | 0 | 0 | 0 | 0 |  |  | 0
+ | Other Sectors |  |  |  | B_102000 | 7846.9237 | 0 | 0 | 0 | 0 | 0 | 0 | 0 | 0 | 0 | 0 | 0 | 0 | 0 | 0 | 1055.2928 | [7 empty] | 27.515 | 24.1234 |  |  | 32.9368 | 33.9639 |  | 929.5643 | 3.8215 |  |  |  | 3.3438 |  |  | 41.1054 | 41.1054 | 0 | 0 | 0 | 0 | 692.462 |  |  |  | 0 |  | 682.5499 | 0 | 9.9121 | 0 | 0 | 0 | 0 | 0 | 0 | 0 | 0 | 0 |  | 338.3013 | 5719.786
| + | Services |  |  | B_102035 | 2768.3434 | 0 | 0 | 0 | 0 | 0 | 0 | 0 | 0 | 0 | 0 | 0 | 0 | 0 | 0 | 206.5539 | [7 empty] | 8.8134 |  |  |  |  | 10.2943 |  | 182.2155 | 1.9108 |  |  |  | 3.3438 |  |  | 20.8274 | 20.8274 | 0 | 0 | 0 | 0 | 33.8206 |  |  |  | 0 |  | 23.9085 | 0 | 9.9121 | 0 | 0 | 0 | 0 | 0 | 0 | 0 | 0 | 0 |  | 256.1383 | 2250.9793
| + | Residential |  |  | B_102010 | 4145.5049 | 0 | 0 | 0 | 0 | 0 | 0 | 0 | 0 | 0 | 0 | 0 | 0 | 0 | 0 | 117.4883 | [7 empty] | 13.2082 | 16.767 |  |  |  | 23.6696 |  | 63.8196 | 0 | [6 empty] | 3.1767 | 3.1767 | 0 | 0 | 0 | 0 | 653.9601 |  |  |  | 0 |  | 653.9601 | 0 | 0 | 0 | 0 | 0 | 0 | 0 | 0 | 0 | 0 | 0 |  | 81.7092 | 3289.1707
| + | Agriculture / Forestry |  |  | B_102030 | 324.305 | 0 | 0 | 0 | 0 | 0 | 0 | 0 | 0 | 0 | 0 | 0 | 0 | 0 | 0 | 141.3968 | [7 empty] | 5.4935 | [6 empty] | 135.8794 | 0 | [6 empty] | 15.4294 | 15.4294 | 0 | 0 | 0 | 0 | 4.6814 |  |  |  | 0 |  | 4.6814 | 0 | 0 | 0 | 0 | 0 | 0 | 0 | 0 | 0 | 0 | 0 |  | 0.45381 | 162.3436
| + | Fishing |  |  | B_102020 | 524.7444 | 0 | 0 | 0 | 0 | 0 | 0 | 0 | 0 | 0 | 0 | 0 | 0 | 0 | 0 | 507.4759 | [8 empty] | 6.2816 | [5 empty] | 499.2835 | 1.9108 | [6 empty] | 0 | 0 | 0 | 0 | 0 | 0 | 0 |  |  |  | 0 |  | 0 | 0 | 0 | 0 | 0 | 0 | 0 | 0 | 0 | 0 | 0 | 0 |  | 0 | 17.2924
| + | Non-specified (Other) |  |  | B_102040 | 84.026 | 0 | 0 | 0 | 0 | 0 | 0 | 0 | 0 | 0 | 0 | 0 | 0 | 0 | 0 | 82.3779 | [8 empty] | 1.0509 |  |  | 32.9368 |  |  | 48.3902 | 0 | [6 empty] | 1.648 | 1.648 | 0 | 0 | 0 | 0 | 0 |  |  |  | 0 |  | 0 | 0 | 0 | 0 | 0 | 0 | 0 | 0 | 0 | 0 | 0 | 0 |  | 0 | 0
Statistical differences |  |  |  |  | B_102200 | 3102.2977 | 54.3613 | 0 | 0 | 6.0428 | 0 | 0 | 0 | 48.3424 | 0 | 0 | 0 | 0 | 0 | 0 | 3193.9906 | 124.9881 | 0 | 43.4461 | 0 |  | 18.5822 | 674.9546 | 278.566 | 436.1804 | -2.1018 | 0 | -42.2041 | -50.4443 | 1962.8595 | 543.5416 | -302.8566 | 1.0509 | 1.0032 | 0 | -249.9522 | 0 | -243.6228 | -155.1782 | -155.1782 | 0 | 0 | 0 | 0 | 16.4326 | 0 | 0 | 0 | 0 | 0 | 9.2433 | 0 | 6.8549 | 0 | 0.19108 | 0.14331 | 0 | 0 | 0 | 0 | 0 | 0 | 0 | 0 | -7.3087
Memo item:
|  | Liquid biofuels blended in gasoline/diesel |  |  | B_101014 | [54 empty] | 9.1478 | 120.5455

## Statistics 2013 - IEA
|  | 1 | GWh | 0.0036 | Pj
| Electricity Generated |  | Heat Generated
| GWh | PJ | TJ | PJ
Coal |  | 0 |  | 0
Oil |  | 0 |  | 0
Gas |  | 0 |  | 0
Biofuels |  | 0 |  | 0
Waste |  | 0 |  | 0
Nuclear |  | 0 |  | 0
Hydro |  | 0 |  | 0
Geothermal |  | 0 |  | 0
PV |  | 0 |  | 0
Solar thermal |  | 0 |  | 0
Wind |  | 0 |  | 0
Tide |  | 0 |  | 0
Other |  | 0 |  | 0
Imp |  | 0 |  | 0
Exp |  | 0 |  | 0
Total Production |  | 0 |  | 0
Final consumption |  | 0 |  | 0
|  | 1 | ktoe | 0.041868 | PJ
| Coal | Crude Oil | Oil Products | Nat Gas | Nuclear | Hydro | Geothermal + Solar | Biofuels and waste
| ktoe | ktoe | ktoe | ktoe | ktoe | ktoe | ktoe | ktoe
Electricity Plants
CHP Plants
Heat Plants
| Coal | Crude Oil | Oil Products | Nat Gas | Nuclear | Hydro | Geothermal + Solar | Biofuels and waste
| PJ | PJ | PJ | PJ | PJ | PJ | PJ | PJ
Electricity Plants | 0 | 0 | 0 | 0 | 0 | 0 | 0 | 0
CHP Plants | 0 | 0 | 0 | 0 | 0 | 0 | 0 | 0
Heat Plants | 0 | 0 | 0 | 0 | 0 | 0 | 0 | 0
Tot. | 0 | 0 | 0 | 0 | 0 | 0 | 0 | 0
Notes: Please note that the heat to which the tables are referring to is the district heating heat only and no individual heating is included in such value. In the energy balance you have the energy consumed for individual heating expressed as fuel in input to the different sectors as natural gas in the residential sector.

## BY Plants
Technologies | Technologies operating in 2010.
TechName | *TechDesc | Region | Comm-IN | Comm-OUT | EFF | CHPR | STOCK | STOCK~2015 | STOCK~2020 | STOCK~2025 | STOCK~2030 | STOCK~2035 | STOCK~2040 | STOCK~2050 | *INVCOST | FIXOM | VAROM | CAP2ACT | AFA | MAX E
*PlantName |  | Power Region Name |  |  |  |  | Installed Capacity
*Unit | [6 empty] | MW | MW | MW | MW | MW | MW | MW | MW | Mkr/MW | Mkr/MW | Mkr/PJ | Factor | Factor
ECWSTBPC1E | CHP: Back pressure plant (centralised) - Waste | NO1 | ELCWST | ELCC | 0.209 | 4 | 27 | 27 | 27 | 27 | 0 | 0 | 0 | 0 | 24.6016 | 1.49 | 49.4597 | 0.031536 | 0.86 | 0.73227
|  | NO1 |  | HETC | [13 empty] | 0.031536
ECWSTBPD1E | CHP: Back pressure plant (decentralised) - Waste | NO1 | ELCWST | ELCC | 0.209 | 4 | 11.0933 | 11.0933 | 11.0933 | 11.0933 | 0 | 0 | 0 | 0 | 24.6016 | 1.49 | 49.4597 | 0.031536 | 0.86 | 0.30086
|  | NO1 |  | HETD | [13 empty] | 0.031536
ETNGAGTR1E | Thermal Electric: Gas turbine - Natural gas | NO1 | ELCNGA | ELCC | 0.55 |  | 495 | 495 | 495 | 495 | 280 | 280 | 0 | 0 | 3.4 | 0.24 | 7.03 | 0.031536 | 0.92 | 14.3615
ETNGACCY1E | Thermal Electric: Gas turbine combined cycle - Natural gas | NO1 | ELCNGA | ELCC | 0.6 |  | 430 | 430 | 430 | 430 | 430 | 0 | 0 | 0 | 4.991 | 0.38483 | 10.0884 | 0.031536 | 0.90183 | 12.2292
ETBGAENG1E | Thermal Electric: Engine internal combustion - Biogas | NO1 | ELCBGA | ELCC | 0.3325 |  | 14.6183 | 5.2835 | 5.2835 | 5.2835 | 5.2835 | 0 | 0 | 0 | 5.3551 | 0.57144 | 8.1876 | 0.031536 | 0.9 | 0.4149
ETHFOGTR1E | Thermal electric: Gas turbine - Heavy Fuel Oil | NO1 | ELCHFO | ELCC | 0.285 |  | 65.3 | 65.3 | 65.3 | 65.3 | 65.3 | 0 | 0 | 0 | 4.2416 | 0.31849 | 10.9788 | 0.031536 | 0.92 | 1.8946
ECWSTBPC1E | CHP: Back pressure plant (centralised) - Waste | NO2 | ELCWST | ELCC | 0.209 | 4 | 4.458 | 4.458 | 4.458 | 4.458 | 0 | 0 | 0 | 0 | 24.6016 | 1.49 | 49.4597 | 0.031536 | 0.86 | 0.12091
|  | NO2 |  | HETC | [13 empty] | 0.031536
ETNGAGTR1E | Thermal Electrict: Gas turbine - Natural gas | NO2 | ELCNGA | ELCC | 0.55 |  | 300 | 300 | 300 | 300 | 169.697 | 169.697 | 0 | 0 | 3.4 | 0.24 | 7.03 | 0.031536 | 0.92 | 8.7039
ETBGAENG1E | Thermal Electric: Engine internal combustion - Biogas | NO2 | ELCBGA | ELCC | 0.3325 |  | 1.0417 | 0.3765 | 0.3765 | 0.3765 | 0.3765 | 0 | 0 | 0 | 5.3551 | 0.57144 | 8.1876 | 0.031536 | 0.9 | 0.029566
ERHYDDAM1E | Renewables, power only: Hydro dam plant - Hydro | NO1 | ELCHYD | ELCC | 1 |  | 15682.8372 | 15682.8372 | 15682.8372 | 15682.8372 | 14687.7928 | 13692.7485 | 12095.317 | 8350.3319 | 11.8025 | 0.90208 | 3.65 | 0.031536 |  | 494.574
ERHYDROR1E | Renewables, power only: Hydro run of river - Hydro | NO1 | ELCHYD | ELCC | 1 |  | 4193.2131 | 4193.2131 | 4193.2131 | 4193.2131 | 3927.0893 | 3660.9655 | 3233.885 | 2232.8748 | 11.6582 | 0.89156 | 3.54 | 0.031536 |  | 132.2372
ERWINWON1E | Renewables, power only: Wind turbine (onshore) - Wind | NO1 | ELCWIN | ELCC | 1 |  | 55.6513 | 55.6513 | 54.4728 | 18.9869 | 0.52378 | 0 | 0 | 0 | 12.4121 | 0.14054 | 3.7494 | 0.031536 |  | 1.755
ERHYDDAM1E | Renewables, power only: Hydro dam plant - Hydro | NO2 | ELCHYD | ELCC | 1 |  | 7722.1628 | 7722.1628 | 7722.1628 | 7722.1628 | 7232.2072 | 6742.2515 | 5955.683 | 4111.6681 | 11.8025 | 0.90208 | 3.65 | 0.031536 |  | 243.5261
ERHYDROR1E | Renewables, power only: Hydro run of river - Hydro | NO2 | ELCHYD | ELCC | 1 |  | 2345.7869 | 2345.7869 | 2345.7869 | 2345.7869 | 2196.9107 | 2048.0345 | 1809.115 | 1249.1252 | 11.6582 | 0.89156 | 3.54 | 0.031536 |  | 73.9767
ERWINWON1E | Renewables, power only: Wind turbine (onshore) - Wind | NO2 | ELCWIN | ELCC | 1 |  | 369.3487 | 369.3487 | 361.5272 | 126.0131 | 3.4762 | 0 | 0 | 0 | 12.4121 | 0.14054 | 3.7494 | 0.031536 |  | 11.6478
EHWCHBOC1E | Heat only: Boiler plant (centralised) - Wood Chips | NO1 | ELCWCH | HETC | 0.9 |  | 247.196 | 247.196 | 247.196 | 247.196 | 247.196 | 247.196 | 0 | 0 |  | 0.02 | 3.3336 | 0.031536 | 0.95 | 7.4058
EHWCHBOD1E | Heat only: Boiler plant (decentralised) - Wood Chips | NO1 | ELCWCH | HETD | 0.9 |  | 16 | 16 | 16 | 16 | 16 | 16 | 0 | 0 |  | 0.02 | 3.3336 | 0.031536 | 0.95 | 0.47935
EHNGABOC1E | Heat only: Boiler plant (centralised) - Natural gas | NO1 | ELCNGA | HETC | 0.993 |  | 104.26 | 104.26 | 104.26 | 104.26 | 104.26 | 104.26 | 0 | 0 |  | 0 | 3 | 0.031536 | 0.4 | 1.3152
EHHFOBOC1E | Heat only: Boiler plant (centralised) - Heavy Fuel Oil | NO1 | ELCHFO | HETC | 0.95 |  | 453.3387 | 453.3387 | 453.3387 | 453.3387 | 453.3387 | 453.3387 | 0 | 0 |  | 0 | 3.3336 | 0.031536 | 0.95 | 13.5817
EHHFOBOD1E | Heat only: Boiler plant (decentralised) - Heavy Fuel Oil | NO1 | ELCHFO | HETD | 0.95 |  | 423.5 | 423.5 | 423.5 | 423.5 | 423.5 | 423.5 | 0 | 0 |  | 0 | 3.3336 | 0.031536 | 0.95 | 12.6877
EHELCBOC1E | Heat only: Boiler plant (centralised) - Electricity | NO1 | ELCC | HETC | 1 |  | 327.747 | 327.747 | 327.747 | 327.747 | 327.747 | 327.747 | 0 | 0 |  | 0 | 4.724 | 0.031536 | 1 | 10.3358
EHELCBOD1E | Heat only: Boiler plant (decentralised) - Electricity | NO1 | ELCC | HETD | 1 |  | 276 | 276 | 276 | 276 | 276 | 276 | 0 | 0 |  | 0 | 4.724 | 0.031536 | 1 | 8.7039
EHWPEBOC1E | Heat only: Boiler plant (centralised) - Wood Pellets | NO1 | ELCWPE | HETC | 0.91335 |  | 45.9 | 45.9 | 45.9 | 45.9 | 45.9 | 45.9 | 0 | 0 |  | 0 | 5.743 | 0.031536 | 0.95 | 1.3751
EHWPEBOD1E | Heat only: Boiler plant (decentralised) - Wood Pellets | NO1 | ELCWPE | HETD | 0.91335 |  | 195 | 195 | 195 | 195 | 195 | 195 | 0 | 0 |  | 0 | 5.743 | 0.031536 | 0.5 | 3.0748
EHWSTBOC1E | Heat only: Boiler plant (centralised) - Waste | NO1 | ELCWST | HETC | 0.91335 |  | 7.444 | 7.444 | 7.444 | 7.444 | 7.444 | 7.444 | 0 | 0 |  | 0.41795 | 13.6583 | 0.031536 | 0.95 | 0.22302
EHWSTBOD1E | Heat only: Boiler plant (decentralised) - Waste | NO1 | ELCWST | HETD | 0.91335 |  | 32 | 32 | 32 | 32 | 32 | 32 | 0 | 0 |  | 0.41795 | 13.6583 | 0.031536 | 0.95 | 0.95869
EHWCHBOC1E | Heat only: Boiler plant (centralised) - Wood Chips | NO2 | ELCWCH | HETC | 0.9 |  | 37.57 | 37.57 | 37.57 | 37.57 | 37.57 | 37.57 | 0 | 0 |  | 0.02 | 3.3336 | 0.031536 | 0.95 | 1.1256
EHWCHBOD1E | Heat only: Boiler plant (decentralised) - Wood Chips | NO2 | ELCWCH | HETD | 0.9 |  | 13 | 13 | 13 | 13 | 13 | 13 | 0 | 0 |  | 0.02 | 3.3336 | 0.031536 | 0.95 | 0.38947
EHNGABOC1E | Heat only: Boiler plant (centralised) - Natural gas | NO2 | ELCNGA | HETC | 0.993 |  | 50.258 | 50.258 | 50.258 | 50.258 | 50.258 | 50.258 | 0 | 0 |  | 0 | 3 | 0.031536 | 0.4 | 0.63397
EHNGABOD1E | Heat only: Boiler plant (decentralised) - Natural gas | NO2 | ELCNGA | HETD | 0.993 |  | 27 | 27 | 27 | 27 | 27 | 27 | 0 | 0 |  | 0 | 3 | 0.031536 | 0.4 | 0.34059
EHHFOBOC1E | Heat only: Boiler plant (centralised) - Heavy Fuel Oil | NO2 | ELCHFO | HETC | 0.95 |  | 83.665 | 83.665 | 83.665 | 83.665 | 83.665 | 83.665 | 0 | 0 |  | 0 | 3.3336 | 0.031536 | 0.95 | 2.5065
EHHFOBOD1E | Heat only: Boiler plant (decentralised) - Heavy FuelOil | NO2 | ELCHFO | HETD | 0.95 |  | 128.6 | 128.6 | 128.6 | 128.6 | 128.6 | 128.6 | 0 | 0 |  | 0 | 3.3336 | 0.031536 | 0.95 | 3.8528
EHELCBOC1E | Heat only: Boiler plant (centralised) - Electricity | NO2 | ELCC | HETC | 1 |  | 84.21 | 84.21 | 84.21 | 84.21 | 84.21 | 84.21 | 0 | 0 |  | 0 | 4.724 | 0.031536 | 1 | 2.6556
EHELCBOD1E | Heat only: Boiler plant (decentralised) - Electricity | NO2 | ELCC | HETD | 1 |  | 89.5 | 89.5 | 89.5 | 89.5 | 89.5 | 89.5 | 0 | 0 |  | 0 | 4.724 | 0.031536 | 1 | 2.8225
EHWPEBOC1E | Heat only: Boiler plant (centralised) - Wood Pellets | NO2 | ELCWPE | HETC | 0.91335 |  | 17.245 | 17.245 | 17.245 | 17.245 | 17.245 | 17.245 | 0 | 0 |  | 0 | 5.743 | 0.031536 | 0.95 | 0.51665
EHWSTBOC1E | Heat only: Boiler plant (centralised) - Waste | NO2 | ELCWST | HETC | 0.91335 |  | 16 | 16 | 16 | 16 | 16 | 16 | 0 | 0 |  | 0.41795 | 13.6583 | 0.031536 | 0.95 | 0.47935
EHWSTBOD1E | Heat only: Boiler plant (decentralised) - Waste | NO2 | ELCWST | HETD | 0.91335 |  | 70 | 70 | 70 | 70 | 70 | 70 | 0 | 0 |  | 0.41795 | 13.6583 | 0.031536 | 0.95 | 2.0971