## IEAData
Electricity |  |  |  | Region | FI_ | Tiny | 1e-09 |  | Y | USE IEA Data
[9 empty] | N | USE OPEC/NON OPEC in UPSTREAM
~Country | OECDEUR,Malta,Gibraltar | [9 empty] | FEQs
~-Country | CZECH,HUNGARY,POLAND,TURKEY,SLOVAKIA |  |  |  | UNITS CONVERSION |  |  | FEQ= | 2.4139 |  | HYD | 1.0002
~Year | 2010 |  |  | 1 ktoe = | 0.041868 | PJ |  | Avg elc Eff: | 41.43% |  | NUC | 3.0308
~Units | 1 |  |  | 1 GWh = | 0.0036 | PJ |  | Heat EQ= | 1.1054 |  | WIN etc. | 2.5253
^IEA_O | 0 |  |  | 1 GW = | 31.536 | PJ |  | Avg heat Eff: | 90.47% |  | GEO | 6.0972
^IEA_LC | 0 |  |  | 1 TJ = | 0.001 | PJ
^IEA_SC | 0
Table 1A: IEA Data | [11 empty] | Table 2: Total Primary Equivalent Input
|  | PURE ELC |  | CHP |  |  | PURE HEAT |  | TOTAL OUTPUT |  |  | TOTAL INPUT TO ELC |  | TOTAL INPUT TO HEAT |  | TOTAL INPUT
|  | Input | Output (elec) | Input | Output (elec) | Ouput (heat) | Input | Ouput (heat)
|  | -0.041868 | 0.0036 | -0.041868 | 0.0036 | 0.001 | -0.041868 | 0.001 | 0.0036 | 0.001 |  | evaluated according to: |  | evaluated according to: |  | evaluated according to:
Fuel name | ~IEAStats | MAINELEC | ELMAINE | MAINCHP | ELMAINC | HEMAINC | MAINHEAT | HEMAINH | ELOUTPUT | HEMAINC,HEMAINH |  | IEA, energy content | substitution principle | IEA, energy content | substitution principle | IEA, energy content | substitution principle
GASGWG | GASWKSGS | 0 | 0 | 0 | 0 | 0 | 0 | 0 | 0 | 0 |  | 0 | 0 | 0 | 0 | 0 | 0
GASBFG | BLFURGS | 0.011011 | 0.0036 | 0.27294 | 0.0648 | 0.16299 | 0 | 0 | 1.9332 | 1.06 |  | 0.12096 | 0.12096 | 0.16299 | 0.16299 | 0.28395 | 0.28395
GASCOG | COKEOVGS | 0 | 0 | 0 | 0 | 0 | 0 | 0 | 0.1836 | 0.19 |  | 0 | 0 | 0 | 0 | 0 | 0
GASOXY | OXYSTGS | 0 | 0 | 0 | 0 | 0 | 0 | 0 | 0 | 0 |  | 0 | 0 | 0 | 0 | 0 | 0
GASNGA | NATGAS | 1.8796 | 0.6948 | 18.9803 | 6.5273 | 9.5548 | 9.0267 | 8.2979 | 16.875 | 23.9892 |  | 11.3051 | 11.3051 | 18.5815 | 18.5815 | 29.8866 | 29.8866
GASRFG | REFINGAS | 0 | 0 | 0 | 0 | 0 | 0 | 0 | 0.0468 | 0.063011 |  | 0 | 0 | 0 | 0 | 0 | 0
OILLPG | LPG | 0 | 0 | 0 | 0 | 0 | 0 | 0 | 0.0108 | 0.0030145 |  | 0 | 0 | 0 | 0 | 0 | 0
ELCNGA | \I: Only GASNGA and GASGWG | 1.8796 | 0.6948 | 18.9803 | 6.5273 | 9.5548 | 9.0267 | 8.2979 | 16.875 | 23.9892 |  | 11.3051 | 11.3051 | 18.5815 | 18.5815 | 29.8866 | 29.8866
OILCRD | CRUDEOIL | 0 | 0 | 0 | 0 | 0 | 0 | 0 | 0 | 0 |  | 0 | 0 | 0 | 0 | 0 | 0
OILDST | GASDIES | 0.085201 | 0.0216 | 0.034827 | 0.0108 | 0.025356 | 0.69116 | 0.62565 | 0.072 | 0.67701 |  | 0.094672 | 0.094672 | 0.71651 | 0.71651 | 0.81118 | 0.81118
OILGSL | MOTORGAS | 0 | 0 | 0 | 0 | 0 | 0 | 0 | 0 | 0 |  | 0 | 0 | 0 | 0 | 0 | 0
OILNAP | NAPHTHA | 0 | 0 | 0 | 0 | 0 | 0 | 0 | 0 | 0 |  | 0 | 0 | 0 | 0 | 0 | 0
OILNGL | NGL | 0 | 0 | 0 | 0 | 0 | 0 | 0 | 0 | 0 |  | 0 | 0 | 0 | 0 | 0 | 0
OILNCR | NONCRUDE | 0 | 0 | 0 | 0 | 0 | 0 | 0 | 0 | 0 |  | 0 | 0 | 0 | 0 | 0 | 0
OILNSP | ONONSPEC | 0 | 0 | 0 | 0.0036 | 0.0029978 | 0 | 0 | 0.0036 | 0.032012 |  | -0.0029978 | -0.0029978 | 0.0029978 | 0.0029978 | 0 | 0
OILKER | OTHKERO | 0 | 0 | 0 | 0 | 0 | 0 | 0 | 0 | 0 |  | 0 | 0 | 0 | 0 | 0 | 0
OILHFO | RESFUEL | 0.48002 | 0.2088 | 0.16466 | 0 | 0.13054 | 12.1786 | 11.1446 | 1.0908 | 12.1931 |  | 0.51413 | 0.51413 | 12.3091 | 12.3091 | 12.8233 | 12.8233
ELCOIL | \I: Incl OILPTC and OILLPG,RFG | 0.56522 | 0.2304 | 0.19948 | 0.0144 | 0.1589 | 12.8697 | 11.7702 | 1.224 | 12.9681 |  | 0.60581 | 0.60581 | 13.0286 | 13.0286 | 13.6345 | 13.6345
BIOGLQ | GBIOMASS,OBIOLIQ | 0.0040193 | 0 | 0.11294 | 0.10821 | 0.014365 | 0.35051 | 0.31581 | 0.3204 | 0.34997 |  | 0.10259 | 0.10259 | 0.36488 | 0.36488 | 0.46747 | 0.46747
BIOBIN | INDWASTE | 0.0020097 | 0 | 0.25493 | 0.0324 | 0.18501 | 0.033997 | 0.029015 | 0.1044 | 0.88404 |  | 0.071929 | 0.071929 | 0.21901 | 0.21901 | 0.29094 | 0.29094
BIOBMU | MUNWASTEN,MUNWASTER | 1.3977 | 0.5472 | 2.4458 | 0.75651 | 1.1576 | 1.2353 | 0.92976 | 1.7383 | 3.786 |  | 2.686 | 2.686 | 2.3929 | 2.3929 | 5.0788 | 5.0788
BIOBSL | SBIOMASS | 12.6166 | 4.6944 | 32.9797 | 8.3766 | 19.0041 | 8.7297 | 7.6347 | 37.9818 | 63.5951 |  | 26.5922 | 26.5922 | 27.7338 | 27.7338 | 54.326 | 54.326
BIOREN | RENEWNS | 0 | 0 | 0 | 0 | 0 | 0 | 0 | 0 | 0 |  | 0 | 0 | 0 | 0 | 0 | 0
ELCBIO | \I: | 14.0203 | 5.2416 | 35.7934 | 9.2737 | 20.361 | 10.3495 | 8.9093 | 40.1449 | 68.6152 |  | 29.4527 | 29.4527 | 30.7105 | 30.7105 | 60.1632 | 60.1632
COABCO | PEAT,BKB,BROWN,SUBCOAL,LIGNITE | 23.4498 | 9.4716 | 38.132 | 10.2427 | 22.2492 | 5.7968 | 4.9779 | 22.6224 | 37.2267 |  | 39.3326 | 39.3326 | 28.046 | 28.046 | 67.3786 | 67.3786
COAHCO | HARDCOAL,PATFUEL,ANTCOAL,BITCOAL | 85.3766 | 36.2664 | 23.228 | 7.645 | 12.8608 | 0.14241 | 0.13458 | 44.576 | 16.3129 |  | 95.7438 | 95.7438 | 13.0032 | 13.0032 | 108.747 | 108.747
COAOVC | OVENCOKE | 0 | 0 | 0.059888 | 0.0069783 | 0.039427 | 0 | 0 | 0.0072 | 0.042998 |  | 0.020461 | 0.020461 | 0.039427 | 0.039427 | 0.059888 | 0.059888
OILPTC | PETCOKE | 0 | 0 | 0 | 0 | 0 | 0 | 0 | 0 | 0 |  | 0 | 0 | 0 | 0 | 0 | 0
ELCCOA | \I:GASBFG,COG,OXY incl. here. OILPTC in ELCOIL | 108.8374 | 45.7416 | 61.6927 | 17.9595 | 35.3124 | 5.9392 | 5.1124 | 69.3224 | 54.8326 |  | 135.2178 | 135.2178 | 41.2516 | 41.2516 | 176.4694 | 176.4694
ELCNUC | NUCLEAR | 248.772 | 82.08 | 0 | 0 | 0 | 0 | 0 | 82.08 | 0 |  | 248.772 | 198.1343 | 0 | 0 | 248.772 | 198.1343
ELCHYD | HYDRO | 46.5276 | 46.5192 | 0 | 0 | 0 | 0 | 0 | 46.5192 | 0 |  | 46.5276 | 112.2935 | 0 | 0 | 46.5276 | 112.2935
ELCGEO | GEOTHERM | 0 | 0 | 0 | 0 | 0 | 0.49523 | 0.90303 | 0 | 0.90303 |  | 0 | 0 | 0.49523 | 0.99819 | 0.49523 | 0.99819
ELCSOL | SOLARPV,SOLARTH | 0.018003 | 0.018 | 0 | 0 | 0 | 0 | 0 | 0.018 | 0 |  | 0.018003 | 0.04345 | 0 | 0 | 0.018003 | 0.04345
ELCTDL | TIDE | 0 | 0 | 0 | 0 | 0 | 0 | 0 | 0 | 0 |  | 0 | 0 | 0 | 0 | 0 | 0
ELCWIN | WIND | 1.0586 | 1.0584 | 0 | 0 | 0 | 0 | 0 | 1.0584 | 0 |  | 1.0586 | 2.5549 | 0 | 0 | 1.0586 | 2.5549
| OTHER | 0 | 0.0432 | 0 | 0.09 | 0.56899 | 0 | 0 | 0.9252 | 0 |  | -0.56899 | 0.32153 | 0.56899 | 0.62894 | 0 | 0.95048
| \I: Total produced | 421.6788 | 181.6272 | 116.666 | 33.865 | 65.9561 | 38.6804 | 34.9929 | 258.167 | 161.3081 |  | 472.9576 | 489.6075 | 104.0674 | 104.5704 | 577.0251 | 594.1779
| TOTAL | 421.6788 | 181.6272 | 116.666 | 33.865 | 65.9561 | 38.6804 | 34.9929 | 258.167 | 161.3081
Table 3: Consumption, output and losses
|  | PURE ELC | CHP |  | Elc | Elc | Hydro | Nucl | HEAT |  |  | Efficiency adjustments related to POWERPLT and other energy sources
|  | Ouput | Output | Ouput | Transmission losses | Energy consumed | Enery consumed | Energy consumed | Output | Ouput |  |  |  | Gross |  | Coeff. | Net output
| ^IEA_Table | [10 empty] | Electricity generation
| Product/Flow | Pubelec | Pubchp | AutoElc | DISTLOSS | POWERPLT | EPUMPST | ENUC | Pubheat | Prim |  | Own use+OTHER |  | -10.7692 | 12.0065
| ELECTR | 181.6272 | 33.865 | 42.6749 | -8.8622 | -10.9024 | 0 | 0 | 0.88576 | 37.8104 |  | Thermal |  | 209.6462 | 0.055 | 0.95067 | 199.3039
| \I: Ratio "elc cons / total elc produced" | 1 | 1 | 0.5 | 0.09196 | 0 | 0.020297 | 0.011908 | NA | NA |  | Other |  | 47.5956 | 0.01 | 0.99103 | 47.1687
| HEAT | 34.9929 | 65.9561 | 60.3592 | -9.665 | 0 | 0 | 0 | -1.8306 | 4.1263 |  | Heat generation
| \I: Ratio "heat cons / total heat produced" | 1 | 1 | 0 | 0.10985 | 0.0027709 | 0 | 0 | NA | NA |  | Total |  | 100.38 | 1.9788 | 1.0197 | 102.3588
[5 empty] | AutoHet | UPSHET | ELCIMP | ELCEXP | INDCON | TRACON
[5 empty] | 0 | 1.4916 | 56.5986 | -18.7882 | 141.8333 | 2.1568
| Transmission efficiency: |  |  | ELCC | 0.96077
|  |  |  | HET | 0.90744
| Electricity |  | Gross | Default | Net |  | Net
|  | Inputs | Elec | NewEff | Elec |  | Eff | Output |  |  |  |  | Shares, tranmission Eff
| OIL | 0.56522 | 0.2304 | 40% | 0.21903 |  | 38.75% | 0.21903 | [5 empty] | FI_T
| GAS | 1.8796 | 0.6948 | 54% | 0.66052 |  | 43.2% | 0.81198 | [5 empty] | CommName | VA_Attrib_C
| COAL | 85.3876 | 36.27 | 44% | 34.4807 |  | 40.38% | 34.4807 | [5 empty] | ELCCOA | 0.80217
| PEAT | 23.4498 | 9.4716 | 42% | 9.0043 |  | 38.4% | 9.0043 | [5 empty] | ELCHYD | 0.33986
| BIO | 12.6206 | 4.6944 | 40% | 4.4628 |  | 35.36% | 4.4628 | [5 empty] | ELCE | 0.96077
| HYDRO | 46.5276 | 46.5192 | 99% | 46.1019 |  | 99.09% | 46.1019
| NUC | 248.772 | 82.08 | 35% | 78.0308 |  | 31.37% | 78.0308
| GEO | 0 | 0 | 10% | 0 |  | 10% | 0
| WIN | 1.0586 | 1.0584 | 99% | 1.0489 |  | 99.09% | 1.0489
| SOL | 0.018003 | 0.018 | 99% | 0.017839 |  | 99.09% | 0.017839
| TOTAL | 420.261 | 181.0188 |  | 174.0091 |  | 41.41% | 174.0091
| CHP |  | Gross | Gross | Net | Net | Net
|  | Inputs | Elec | Heat | Elec | Heat | Eff | Output
| OIL | 0.19948 | 0.0144 | 0.1589 | 0.01369 | 0.16203 | 88.09% | 0.17572
| GAS | 18.9803 | 6.5273 | 9.5548 | 6.2053 | 9.7432 | 84.03% | 15.9485
| COAL | 23.5608 | 7.7168 | 13.0632 | 7.3361 | 13.3207 | 87.67% | 20.6568
| PEAT | 38.132 | 10.2427 | 22.2492 | 9.7374 | 22.6878 | 85.03% | 32.4252
| BIO | 33.0927 | 8.4848 | 19.0184 | 8.0662 | 19.3934 | 82.98% | 27.4596
| MSW | 4.1005 | 1.3361 | 1.3426 | 1.2702 | 1.6822 | 72% | 2.9524
| GEO | 0 | 0 | 0 | 0 | 0 | 90% | 0
| TOTAL | 118.0657 | 34.3222 | 65.3871 | 32.629 | 66.9892 | 84.38% | 99.6182
| Heat |  |  | Gross | Default | Net | Net
|  | Inputs |  | Heat | NewEff | Heat | Eff | Output |  |  |  | Inputs
| OIL | 12.8697 |  | 11.7702 | 90% | 12.0022 | 93.26% | 12.0022 |  |  | OIL | 13.6345
| GAS | 9.0267 |  | 8.2979 | 90% | 8.4615 | 93.74% | 8.4615 |  |  | GAS | 29.8866
| COAL | 0.14241 |  | 0.13458 | 88% | 0.13723 | 96.36% | 0.13723 |  |  | COAL | 109.0908
| PEAT | 5.7968 |  | 4.9779 | 87% | 5.076 | 87.57% | 5.076 |  |  | PEAT | 67.3786
| BIO | 9.0802 |  | 7.9505 | 86% | 8.1073 | 89.29% | 8.1073 |  |  | BIO | 54.7935
| MSW | 1.2693 |  | 0.95877 | 80% | 0.97767 | 77.03% | 0.97767 |  |  | MSW | 51.8973
| GEO | 0.49523 |  | 0.90303 | 90% | 0.92083 | 185.9% | 0.92083 |  |  | GEO | 249.2673
| TOTAL | 38.6804 |  | 34.9929 |  | 35.6827 | 92.25% | 35.6827 |  |  | TOTAL | 156.7461
Note on K1: =Y will use IEA data from table 1A in table 1; =N will use data in table 1B.
Note on J5: Regional fossil equivalent
Note on J7: Regional fossil equivalent
Note on C17: Conversion factor ktoe (IEA) to PJ
Note on D17: Conversion factor GWh (IEA) to PJ
Note on E17: Conversion factor ktoe (IEA) to PJ
Note on F17: Conversion factor GWh (IEA) to PJ
Note on G17: Conversion factor TJ (IEA) to PJ
Note on H17: Conversion factor ktoe (IEA) to PJ
Note on I17: Conversion factor TJ (IEA) to PJ
Note on J17: Conversion factor GWh (IEA) to PJ
Note on K17: Conversion factor TJ (IEA) to PJ

## AuxData
Electricity |  |  |  | Region | FI_ | Tiny | 1e-09 |  | Y | USE IEA Data
[9 empty] | N | USE OPEC/NON OPEC in UPSTREAM
~Country | OECDEUR,Malta,Gibraltar | [9 empty] | FEQs
~-Country | CZECH,HUNGARY,POLAND,TURKEY,SLOVAKIA |  |  |  | UNITS CONVERSION |  |  | FEQ= | 2.5746 |  | HYD | 1
~Year | 2017 |  |  | 1 ktoe = | 0.041868 | PJ |  | Avg elc Eff: | 38.84% |  | NUC | 3.0303
~Units | 1 |  |  | 1 GWh = | 0.0036 | PJ |  | Heat EQ= | 1.0971 |  | WIN etc. | 2.5253
^IEA_O | 0 |  |  | 1 GW = | 31.536 | PJ |  | Avg heat Eff: | 91.15% |  | GEO | 6.0972
^IEA_LC | 0 |  |  | 1 TJ = | 0.001 | PJ
^IEA_SC | 0
Table 1A: IEA Data | [11 empty] | Table 2: Total Primary Equivalent Input
|  | PURE ELC |  | CHP |  |  | PURE HEAT |  | TOTAL OUTPUT |  |  | TOTAL INPUT TO ELC |  | TOTAL INPUT TO HEAT |  | TOTAL INPUT
|  | Input | Output (elec) | Input | Output (elec) | Ouput (heat) | Input | Ouput (heat)
|  | -0.041868 | 0.0036 | -0.041868 | 0.0036 | 0.001 | -0.041868 | 0.001 | 0.0036 | 0.001 |  | evaluated according to: |  | evaluated according to: |  | evaluated according to:
Fuel name | ~IEAStats | MAINELEC | ELMAINE | MAINCHP | ELMAINC | HEMAINC | MAINHEAT | HEMAINH | ELOUTPUT | HEMAINC,HEMAINH |  | IEA, energy content | substitution principle | IEA, energy content | substitution principle | IEA, energy content | substitution principle
GASGWG | GASWKSGS | 0 | 0 | 0 | 0 | 0 | 0 | 0 | 0 | 0 |  | 0 | 0 | 0 | 0 | 0 | 0
GASBFG | BLFURGS | 4.886 | 1.7568 | 0.521 | 0.0756 | 0.377 | 0.259 | 0.22 | 1.8324 | 0.597 |  | 5.03 | 5.03 | 0.636 | 0.636 | 5.666 | 5.666
GASCOG | COKEOVGS | 0.5166 | 0.1872 | 0.054901 | 0.0072 | 0.04 | 0.027001 | 0.023 | 0.1944 | 0.063 |  | 0.5315 | 0.5315 | 0.067001 | 0.067001 | 0.5985 | 0.5985
GASOXY | OXYSTGS | 0.0059997 | 0.0036 | 0.354 | 0.0792 | 0.199 | 0.093001 | 0.087 | 0.0828 | 0.286 |  | 0.161 | 0.161 | 0.292 | 0.292 | 0.453 | 0.453
GASNGA | NATGAS | 0.062999 | 0.0252 | 2.2392 | 1.1504 | 0.57464 | 2.4649 | 2.0275 | 4.7486 | 11.153 |  | 1.7276 | 1.7276 | 3.0395 | 3.0395 | 4.7671 | 4.7671
GASRFG | REFINGAS | 0 | 0.0036 | 0.04714 | 0.015013 | 0.017654 | 0.73115 | 0.53339 | 0.0216 | 1.003 |  | 0.029487 | 0.029487 | 0.7488 | 0.7488 | 0.77829 | 0.77829
OILLPG | LPG | 0 | 0 | 0 | 0 | 0 | 0.138 | 0.134 | 0 | 0.135 |  | 0 | 0 | 0.138 | 0.138 | 0.138 | 0.138
ELCNGA | \I: Only GASNGA and GASGWG | 0.062999 | 0.0252 | 2.2392 | 1.1504 | 0.57464 | 2.4649 | 2.0275 | 4.7486 | 11.153 |  | 1.7276 | 1.7276 | 3.0395 | 3.0395 | 4.7671 | 4.7671
OILCRD | CRUDEOIL | 0 | 0 | 0 | 0 | 0 | 0 | 0 | 0 | 0 |  | 0 | 0 | 0 | 0 | 0 | 0
OILDST | GASDIES | 0.1278 | 0.036 | 0.0093623 | 0.021018 | 0.0024889 | 1.8647 | 1.6634 | 0.1116 | 1.763 |  | 0.13468 | 0.13468 | 1.8672 | 1.8672 | 2.0019 | 2.0019
OILGSL | MOTORGAS | 0 | 0 | 0 | 0 | 0 | 0 | 0 | 0 | 0 |  | 0 | 0 | 0 | 0 | 0 | 0
OILNAP | NAPHTHA | 0 | 0 | 0 | 0 | 0 | 0 | 0 | 0 | 0 |  | 0 | 0 | 0 | 0 | 0 | 0
OILNGL | NGL | 0 | 0 | 0 | 0 | 0 | 0 | 0 | 0 | 0 |  | 0 | 0 | 0 | 0 | 0 | 0
OILNCR | NONCRUDE | 0 | 0 | 0 | 0 | 0 | 0 | 0 | 0 | 0 |  | 0 | 0 | 0 | 0 | 0 | 0
OILNSP | ONONSPEC | 0.040001 | 0.0108 | 0.043954 | 0.0090078 | 0.014325 | 0 | 0 | 0.0324 | 0.3259 |  | 0.069629 | 0.069629 | 0.014325 | 0.014325 | 0.083955 | 0.083955
OILKER | OTHKERO | 0 | 0 | 0 | 0 | 0 | 0 | 0 | 0 | 0 |  | 0 | 0 | 0 | 0 | 0 | 0
OILHFO | RESFUEL | 0.32 | 0.1188 | 0.10925 | 0.10281 | 0.011099 | 3.141 | 2.7204 | 0.46149 | 4.4758 |  | 0.41815 | 0.41815 | 3.1521 | 3.1521 | 3.5703 | 3.5703
ELCOIL | \I: Incl OILPTC and OILLPG,RFG | 0.4878 | 0.1692 | 0.20971 | 0.14785 | 0.045567 | 5.8749 | 5.0511 | 0.62709 | 7.7177 |  | 0.65194 | 0.65194 | 5.9205 | 5.9205 | 6.5724 | 6.5724
BIOGLQ | GBIOMASS,OBIOLIQ | 1.5635 | 0.6552 | 0.64461 | 0.2844 | 0.28639 | 0.90309 | 0.45661 | 1.5048 | 1.005 |  | 1.9217 | 1.9217 | 1.1895 | 1.1895 | 3.1112 | 3.1112
BIOBIN | INDWASTE | 0 | 0 | 0.029002 | 0.0036 | 0.019 | 0.02 | 0.016 | 0.2628 | 0.423 |  | 0.010002 | 0.010002 | 0.039 | 0.039 | 0.049002 | 0.049002
BIOBMU | MUNWASTEN,MUNWASTER | 0.425 | 0.13752 | 5.8795 | 1.5594 | 2.7911 | 5.7149 | 4.3276 | 2.4699 | 9.5587 |  | 3.5135 | 3.5135 | 8.506 | 8.506 | 12.0194 | 12.0194
BIOBSL | SBIOMASS | 4.086 | 1.5912 | 40.4023 | 10.643 | 23.1472 | 32.1799 | 27.3204 | 38.7507 | 69.2535 |  | 21.3411 | 21.3411 | 55.3271 | 55.3271 | 76.6683 | 76.6683
BIOREN | RENEWNS | 0 | 0 | 0 | 0 | 0 | 0 | 0 | 0 | 0 |  | 0 | 0 | 0 | 0 | 0 | 0
ELCBIO | \I: | 6.0745 | 2.3839 | 46.9555 | 12.4904 | 26.2437 | 38.8179 | 32.1206 | 42.9882 | 80.2402 |  | 26.7863 | 26.7863 | 65.0616 | 65.0616 | 91.8478 | 91.8478
COABCO | PEAT,BKB,BROWN,SUBCOAL,LIGNITE | 3.9929 | 1.53 | 25.4128 | 6.6148 | 14.7961 | 5.3778 | 4.5151 | 9.9756 | 25.9304 |  | 14.6096 | 14.6096 | 20.1739 | 20.1739 | 34.7836 | 34.7836
COAHCO | HARDCOAL,PATFUEL,ANTCOAL,BITCOAL | 11.4562 | 4.6188 | 15.8462 | 5.2149 | 8.9348 | 0.17562 | 0.052676 | 10.2747 | 9.2599 |  | 18.3675 | 18.3675 | 9.1105 | 9.1105 | 27.478 | 27.478
COAOVC | OVENCOKE | 0 | 0 | 0 | 0 | 0 | 0 | 0 | 0 | 0 |  | 0 | 0 | 0 | 0 | 0 | 0
OILPTC | PETCOKE | 0 | 0 | 0 | 0 | 0 | 0 | 0 | 0 | 0.015 |  | 0 | 0 | 0 | 0 | 0 | 0
ELCCOA | \I:GASBFG,COG,OXY incl. here. OILPTC in ELCOIL | 20.8577 | 8.0964 | 42.1888 | 11.9917 | 24.3469 | 5.9325 | 4.8977 | 22.3599 | 36.1363 |  | 38.6997 | 38.6997 | 30.2794 | 30.2794 | 68.9791 | 68.9791
ELCNUC | NUCLEAR | 245.2036 | 80.9172 | 0 | 0 | 0 | 0 | 0 | 80.9172 | 0 |  | 245.2036 | 208.3284 | 0 | 0 | 245.2036 | 208.3284
ELCHYD | HYDRO | 53.1792 | 53.1792 | 0 | 0 | 0 | 0 | 0 | 53.1792 | 0 |  | 53.1792 | 136.9145 | 0 | 0 | 53.1792 | 136.9145
ELCGEO | GEOTHERM | 0 | 0 | 0 | 0 | 0 | 0.75326 | 1.3019 | 0 | 1.3019 |  | 0 | 0 | 0.75326 | 1.4283 | 0.75326 | 1.4283
ELCSOL | SOLARPV,SOLARTH | 0.15714 | 0.15714 | 0 | 0 | 0 | 0 | 0 | 0.15714 | 0 |  | 0.15714 | 0.40456 | 0 | 0 | 0.15714 | 0.40456
ELCTDL | TIDE | 0 | 0 | 0 | 0 | 0 | 0 | 0 | 0 | 0 |  | 0 | 0 | 0 | 0 | 0 | 0
ELCWIN | WIND | 17.262 | 17.262 | 0 | 0 | 0 | 0 | 0 | 17.262 | 0 |  | 17.262 | 44.4425 | 0 | 0 | 17.262 | 44.4425
| OTHER | 0 | 0 | 0 | 0.0756 | 0.425 | 0 | 3.6782 | 0 | 5.1482 |  | -0.425 | 0.19464 | 0.425 | 4.5017 | 0 | 4.6964
| \I: Total produced | 343.285 | 162.1903 | 91.5932 | 25.856 | 51.6358 | 53.8435 | 49.077 | 222.2394 | 141.6974 |  | 383.6674 | 457.9555 | 105.0542 | 105.7293 | 488.7217 | 563.6848
| TOTAL | 343.285 | 162.1903 | 91.5932 | 25.856 | 51.6358 | 53.8435 | 49.077 | 222.2394 | 141.6974
Table 3: Consumption, output and losses
|  | PURE ELC | CHP |  | Elc | Elc | Hydro | Nucl | HEAT |  |  | Efficiency adjustments related to POWERPLT and other energy sources
|  | Ouput | Output | Ouput | Transmission losses | Energy consumed | Enery consumed | Energy consumed | Output | Ouput |  |  |  | Gross |  | Coeff. | Net output
| ^IEA_Table | [10 empty] | Electricity generation
| Product/Flow | Pubelec | Pubchp | AutoElc | DISTLOSS | POWERPLT | EPUMPST | ENUC | Pubheat | Prim |  | Own use+OTHER |  | -7.9814 | 9.0462
| ELECTR | 162.1903 | 25.856 | 34.1931 | -9.1564 | -8.057 | 0 | 0 | 2.8872 | 73.53 |  | Thermal |  | 151.641 | 0.055 | 0.95147 | 144.2825
| \I: Ratio "elc cons / total elc produced" | 1 | 1 | 0.5 | 0.09196 | 0 | 0.020297 | 0.011908 | NA | NA |  | Other |  | 70.5983 | 0.01 | 0.99118 | 69.9755
| HEAT | 49.077 | 51.6358 | 40.9846 | -13.7633 | 0 | 0 | 0 | -1.887 | 4.7812 |  | Heat generation
| \I: Ratio "heat cons / total heat produced" | 1 | 1 | 0 | 0.10985 | 0.0027709 | 0 | 0 | NA | NA |  | Total |  | 96.6095 | 4.1102 | 1.0425 | 100.7197
[5 empty] | AutoHet | UPSHET | ELCIMP | ELCEXP | INDCON | TRACON
[5 empty] | 0 | 4.4058 | 79.9344 | -6.4044 | 135.9498 | 2.099
| Transmission efficiency: |  |  | ELCC | 0.95354
|  |  |  | HET | 0.874
| Electricity |  | Gross | Default | Net |  | Net
|  | Inputs | Elec | NewEff | Elec |  | Eff | Output |  |  |  |  | Shares, tranmission Eff |  |  |  |  | 1.6653
| OIL | 0.4878 | 0.1692 | 40% | 0.16099 |  | 33% | 0.16099 | [5 empty] | ~FI_T |  |  |  | 2.7183 | 1.6487
| GAS | 0.062999 | 0.0252 | 54% | 0.023977 |  | 43.2% | 0.027215 | [5 empty] | CommName | VA_Attrib_C |  |  | 0.57236
| COAL | 16.8648 | 6.5664 | 44% | 6.2478 |  | 37.05% | 6.2478 | [5 empty] | ELCCOA | 0.85882 |  |  | 3.1416
| PEAT | 3.9929 | 1.53 | 42% | 1.4558 |  | 36.46% | 1.4558 | [5 empty] | ELCHYD | 0.5111 |  |  | 0.512
| BIO | 5.6495 | 2.2464 | 40% | 2.1374 |  | 37.83% | 2.1374 | [5 empty] | ELCE | 0.95354
| HYDRO | 53.1792 | 53.1792 | 99% | 52.71 |  | 99.12% | 52.71
| NUC | 245.2036 | 80.9172 | 35% | 77.2592 |  | 31.51% | 77.2592
| GEO | 0 | 0 | 10% | 0 |  | 10% | 0
| WIN | 17.262 | 17.262 | 99% | 17.1097 |  | 99.12% | 17.1097
| SOL | 0.15714 | 0.15714 | 99% | 0.15575 |  | 99.12% | 0.15575
| TOTAL | 342.7028 | 161.8956 |  | 157.1047 |  | 45.84% | 157.1047
| CHP |  | Gross | Gross | Net | Net | Net
|  | Inputs | Elec | Heat | Elec | Heat | Eff | Output
| OIL | 0.20971 | 0.14785 | 0.045567 | 0.10485 | 0.08333 | 89.74% | 0.18818
| GAS | 2.2392 | 1.1504 | 0.57464 | 1.0946 | 0.59909 | 75.64% | 1.6937
| COAL | 16.7761 | 5.3769 | 9.5508 | 5.116 | 9.9572 | 89.85% | 15.0731
| PEAT | 25.4128 | 6.6148 | 14.7961 | 6.2938 | 15.4256 | 85.47% | 21.7194
| BIO | 41.0469 | 10.9274 | 23.4336 | 10.3971 | 24.4305 | 84.85% | 34.8277
| MSW | 6.3335 | 1.7006 | 2.8101 | 1.618 | 2.9421 | 72% | 4.5602
| GEO | 0 | 0 | 0 | 0 | 0 | 90% | 0
| TOTAL | 92.0182 | 25.9179 | 51.2108 | 24.6244 | 53.4378 | 84.83% | 78.0622
| Heat |  |  | Gross | Default | Net | Net
|  | Inputs |  | Heat | NewEff | Heat | Eff | Output |  |  |  | Inputs
| OIL | 5.8749 |  | 5.0511 | 90% | 5.266 | 89.64% | 5.266 |  |  | OIL | 6.5724
| GAS | 2.4649 |  | 2.0275 | 90% | 2.1137 | 85.75% | 2.1137 |  |  | GAS | 4.7671
| COAL | 0.55462 |  | 0.38268 | 88% | 0.39896 | 71.93% | 0.39896 |  |  | COAL | 34.1955
| PEAT | 5.3778 |  | 4.5151 | 87% | 4.7071 | 87.53% | 4.7071 |  |  | PEAT | 34.7836
| BIO | 33.083 |  | 27.777 | 86% | 28.9587 | 87.53% | 28.9587 |  |  | BIO | 79.7794
| MSW | 5.7349 |  | 4.3436 | 80% | 4.5284 | 78.96% | 4.5284 |  |  | MSW | 65.2476
| GEO | 0.75326 |  | 1.3019 | 90% | 1.3573 | 180.2% | 1.3573 |  |  | GEO | 245.9569
| TOTAL | 53.8435 |  | 45.3988 |  | 47.3302 | 87.9% | 47.3302 |  |  | TOTAL | 145.8617
Note on K1: =Y will use IEA data from table 1A in table 1; =N will use data in table 1B.
Note on J5: Regional fossil equivalent
Note on J7: Regional fossil equivalent
Note on C17: Conversion factor ktoe (IEA) to PJ
Note on D17: Conversion factor GWh (IEA) to PJ
Note on E17: Conversion factor ktoe (IEA) to PJ
Note on F17: Conversion factor GWh (IEA) to PJ
Note on G17: Conversion factor TJ (IEA) to PJ
Note on H17: Conversion factor ktoe (IEA) to PJ
Note on I17: Conversion factor TJ (IEA) to PJ
Note on J17: Conversion factor GWh (IEA) to PJ
Note on K17: Conversion factor TJ (IEA) to PJ

## CalibData (hidden)
CalIndex | 1 |  | FIN | XXX | FIM
CapAct | 31.536
|  | FIN | FINLAND | [7 empty] | XXX | OTHER | [7 empty] | FIM | FIMWAY
2010 | CHP | OIL | GAS | COAL | PEAT | BIOM | WASTE |  | TRUE |  | OIL | GAS | COAL | PEAT | OTHER |  |  | FALSE |  | OIL | GAS | COAL | PEAT | BIOM | WASTE |  | FALSE
| 1 | 20.99% | 70.03% | 74.55% | 8.04% | 3.475% | 35.71% |  |  |  | 0% | 84.64% | 67.76% | 5.739% | 11.61% |  |  |  |  | 100% | 100% | 100% | 100% | 100% | 100%
| 2 | 8.404% | 29.86% | 0.1481% | 5.821% | 26.26% | 27% |  |  |  | 0% | 15.36% | 1.02% | 2.755% | 7.525% |  |  |  |  | 0% | 0% | 0% | 0% | 0%
| 3 | 38.97% | 0% | 22.47% | 63.93% | 45.09% | 16.71% |  |  |  | 100% | 0% | 9.039% | 74.05% | 52.7% |  |  |  |  | 0% | 0% | 0% | 0% | 0%
| 4 | 31.64% | 0.1148% | 2.836% | 22.21% | 25.17% | 20.58% |  |  |  | 0% | 0% | 22.18% | 17.45% | 28.17% |  |  |  |  | 0% | 0% | 0% | 0% | 0%
| HPL | OIL | GAS | COAL | PEAT | OTHER | WASTE | PUMP | ROR Share: |  | OIL | GAS | COAL | PEAT | OTHER |  |  | ROR Share: |  | OIL | GAS | COAL | PEAT | OTHER | WASTE | PUMP | ROR Share:
| 1 | 12.61% | 19.64% | 74.01% | 0.332% | 12.11% | 37.06% | 88.04% | ACT | 40% | 21.98% | 45.99% | 58.25% | 16.57% | 17.61% |  |  | ACT | 30% | 100% | 100% | 100% | 100% | 100% | 100% | 100% | ACT | 20%
| 2 | 7.233% | 78.68% | 24.3% | 1.818% | 10.26% | 21.76% | 9.452% | CAP | 46.47% | 5.536% | 54.01% | 4.242% | 12.4% | 22.98% |  |  | CAP | 31.28% | 0% | 0% | 0% | 0% | 0% |  |  | CAP | 23.93%
| 3 | 25.58% | 1.398% | 1.242% | 29.2% | 10.41% | 12.77% | 0.1004% |  |  | 16.69% | 0% | 1.784% | 40.94% | 8.546% |  |  |  |  | 0% | 0% | 0% | 0% | 0%
| 4 | 54.57% | 0.2886% | 0.4471% | 68.65% | 67.22% | 28.4% | 2.403% |  |  | 55.79% | 0% | 35.72% | 30.09% | 50.86% |  |  |  |  | 0% | 0% | 0% | 0% | 0%
2017 | CHP | OIL | GAS | COAL | PEAT | BIOM | WASTE |  | FALSE |  | OIL | GAS | COAL | PEAT | OTHER |  |  | FALSE |  | OIL | GAS | COAL | PEAT | BIOM | WASTE |  | FALSE
| 1 | 17.03% | 81.73% | 96.38% | 10.02% | 8.014% | 35.71% |  |  |  | 0% | 84.64% | 67.76% | 5.739% | 11.61% |  |  |  |  | 100% | 100% | 100% | 100% | 100% | 100%
| 2 | 15.56% | 10.8% | 0% | 7.187% | 25.08% | 27% |  |  |  | 0% | 15.36% | 1.02% | 2.755% | 7.525% |  |  |  |  | 0% | 0% | 0% | 0% | 0%
| 3 | 35.91% | 7.47% | 2.281% | 61.99% | 47.15% | 16.71% |  |  |  | 100% | 0% | 9.039% | 74.05% | 52.7% |  |  |  |  | 0% | 0% | 0% | 0% | 0%
| 4 | 31.51% | 0% | 1.337% | 20.8% | 19.76% | 20.58% |  |  |  | 0% | 0% | 22.18% | 17.45% | 28.17% |  |  |  |  | 0% | 0% | 0% | 0% | 0%
| HPL | OIL | GAS | COAL | PEAT | BIOM | WASTE | PUMP | ROR Share: |  | OIL | GAS | COAL | PEAT | OTHER |  |  | ROR Share: |  | OIL | GAS | COAL | PEAT | BIOM | WASTE | PUMP | ROR Share:
| 1 | 32.1% | 17.77% | 0% | 0% | 17.34% | 37.06% | 88.04% | ACT | 40% | 21.98% | 45.99% | 58.25% | 16.57% | 17.61% |  |  | ACT | 30% | 100% | 100% | 100% | 100% | 100% | 100% | 100% | ACT | 20%
| 2 | 6.074% | 81.74% | 0% | 4.423% | 14.59% | 21.76% | 9.452% | CAP | 46.47% | 5.536% | 54.01% | 4.242% | 12.4% | 22.98% |  |  | CAP | 31.28% | 0% | 0% | 0% | 0% | 0% |  |  | CAP | 23.93%
| 3 | 19.06% | 0% | 7.143% | 21.38% | 9.235% | 12.77% | 0.1004% |  |  | 16.69% | 0% | 1.784% | 40.94% | 8.546% |  |  |  |  | 0% | 0% | 0% | 0% | 0%
| 4 | 42.76% | 0.4868% | 92.86% | 74.2% | 58.83% | 28.4% | 2.403% |  |  | 55.79% | 0% | 35.72% | 30.09% | 50.86% |  |  |  |  | 0% | 0% | 0% | 0% | 0%
| OIL: Capacities |  |  | Capacities | [8 empty] | Capacities
ELECTRICITY PLANTS
|  | 2010 | 2015 | 2020 | 2025 | 2030 | 2040 | 2050 | 2070 | 2100 | 2010 | 2015 | 2020 | 2025 | 2030 | 2040 | 2050 | 2070 | 2100 | 2010 | 2015 | 2020 | 2025 | 2030 | 2040 | 2050 | 2070 | 2100
| OIL | 977.4565 | 389.6888 | 229.2731 | 201.5515 | 173.83 | 150.8114 |  |  |  | 2095.6138 | 2095.6138 | 1466.9297 | 1129.5358 | 869.7426
| GAS | 350 | 331.3747 | 305.765 | 185.4767 | 65.1885 | 0 |  |  |  | 233.6348 | 233.6348 | 163.5443 | 125.9291 | 96.9654
| COAL | 1879 | 1769 | 845 | 702.5 | 560 | 560 |  |  |  | 430 | 430 | 301 | 231.77 | 178.4629
| PEAT | 300 | 300 | 293.4426 | 223.7705 | 154.0984 | 85.2459 |  |  |  | 0 | 0 | 0 | 0 | 0
| BIO | 120 | 114.5326 | 90.0236 | 84.132 | 78.2404 | 17.9104 |  |  |  | 200 | 200 | 140 | 107.8 | 83.006
| MSW | 24 | 90 | 135 | 135 | 135 | 135 | 45 |  |  | 20 | 20 | 20 | [7 empty] | 80 | 80 | 80 | 80 | 80 | 80
| HYDRO | 3100 | 3200 | 3200 | 3200 | 3200 | 3200 | 3200 | 3200 | 3200 | 16350 | 16350 | 16350 | 16350 | 16350 | 16350 | 16350 | 16350 | 16350
| NUC | 2710 | 2750 | 3400 | 4390 | 4390 | 3885 | 2490 | 1600 |  | 8817 | 8817 | 7770 | 7150 | 6610
GEO
| WIN | 197 | 900 | 2500 | 3000 | 3000 | 2100 | 1000 | 1000 |  | 2010 | 5800 | 5800 | 5800 | 5800 | 2900 |  |  |  | 10 | 20 | 100 | 100 | 100 | 70 | 50
| SOL | 7 | 15 | 260 | 400 | 400 | 400 | 120 | 120 |  | 11 | 20 | 40 | 20 | 40 | 40 | 40 | 40 |  | 0.5 | 1 | 3 | 9 | 27
| TOTAL | 9657.4565 | 9844.5961 | 10998.5042 | 12122.4307 | 11756.3572 | 10133.9678 | 6735 | 5800 | 3200 | 30156.2486 | 33946.2486 | 32011.474 | 30895.035 | 29988.1769 | 19250 | 16350 | 16350 | 16350 | 10 | 100 | 180 | 180 | 180 | 150 | 130 | 0 | 0
| NUC1 | 990 | 990 | 1010 | 1010 | 1010 | 505
| NUC2 | 1720 | 1760 | 1780 | 1780 | 1780 | 1780 | 890
| CHP PLANTS |  | 1 | 2 | 3 | 4 | [5 empty] | 1 | 2 | 3 | 4 | [5 empty] | 1 | 2 | 3 | 4
| AFA |  | 0.44 | 0.35 | 0.41 | 0.37 | [5 empty] | 0.47247 | 0.47247 | 0.47247 | 0.47247 | [5 empty] | 0.65 | 0.47247 | 0.47247 | 0.47247
| POW |  | 0.429 | 0.4 | 0.44 | 0.3 | [5 empty] | 0.35 | 0.2 | 0.35 | 0.25 | [5 empty] | 0.33 | 0.18857 | 0.33 | 0.23571
CHPR | OIL |  | 6.3094 | 9.7561 | 5.5172 | -18.1818 | [5 empty] | 11.8358 | -8.4138 | 11.8358 | -16.6363 | [5 empty] | 11.8358 | -9.5664 | 11.8358 | -20.2847
| GAS |  | 1.5103 | 1.7188 | 1.4393 | 2.8103 | [5 empty] | 1.439 | 2.6518 | 1.439 | 2.1326 | [5 empty] | 1.5701 | 2.8442 | 1.5701 | 2.2991
| COAL |  | 1.8048 | 2.0879 | 1.7106 | 3.7358 | [5 empty] | 1.6466 | 3.2686 | 1.6466 | 2.5445 | [5 empty] | 1.8158 | 3.5658 | 1.8158 | 2.7822
| PEAT |  | 2.0512 | 2.4061 | 1.9352 | 4.6863 | [5 empty] | 2.098 | 5.0054 | 2.098 | 3.5744 | [5 empty] | 2.33 | 5.5528 | 2.33 | 3.9544
| BIO |  | 1.9879 | 2.3235 | 1.8777 | 4.4238 | Total |  |  |  |  | 1.9926 | 4.5399 | 1.9926 | 3.3154 | Total |  |  |  |  | 2.4043 | 5.9124 | 2.4043 | 4.1451 | Total
| MW(h) |  | 1372.7455 | 853.2842 | 1912.9636 | 1037.5668 | 5176.5601 |  |  |  |  | 1346.043 | 293.8146 | 1826.8538 | 916.3805 | 4383.0919 |  |  |  |  | 3185.9574 | 0 | 0 | 0 | 3185.9574
|  |  | 1094.0039 | 890.2273 | 2044.2899 | 1648.2068 | 5676.7279 | [20 empty] | Statist
[10 empty] | Statist | [8 empty] | Statist
| CHP PLANTS |  | 1 | 2 | 3 | 4 | MW(h) | MW(e) | Adjust | MWe |  | 1 | 2 | 3 | 4 | MW(h) | MW(e) | Adjust | MWe |  | 1 | 2 | 3 | 4 | MW(h) | MW(e) | Adjust | MWe
CAP | OIL |  | 0.28654 | 0.12055 | 0.52169 | 0.52947 | 110.6174 | 7.9197 | 9 | 115 |  | 0 | 0 | 0 | 0 | FALSE | FALSE | 3 |  |  | 0 | 0 | 0 | 0 | FALSE | FALSE | 1.7 | 135
| GAS |  | 14.7828 | 6.6224 | 0 | 0.029711 | 1224.5284 | 771.2782 | 2.2 | 782.6 |  | 0 | 0 | 0 | 0 | FALSE | FALSE | 1 |  |  | 0 | 0 | 0 | 0 | FALSE | FALSE | 0.83 | 1085.4
| COAL |  | 9.9093 | 0.020686 | 2.9286 | 0.46208 | 765.7063 | 419.321 | 1 | 480 |  | 0 | 0 | 0 | 0 | FALSE | FALSE | 1 |  |  | 0 | 0 | 0 | 0 | FALSE | FALSE | 1.3 | 463
| PEAT |  | 2.0154 | 1.5332 | 15.7181 | 6.8242 | 2037.8879 | 854.91 | 1.15 | 849 |  | 0 | 0 | 0 | 0 | FALSE | FALSE | 1 |  |  | 0 | 0 | 0 | 0 | FALSE | FALSE | 1 | 0
| BIO |  | 0.43168 | 3.4277 | 5.4942 | 3.8339 | 1037.8201 | 422.1789 | 0.68 | 353 |  | 0 | 0 | 0 | 0 | FALSE | FALSE | 0.9 |  |  | 0 | 0 | 0 | 0 | FALSE | FALSE | 4 | 20
| TOTAL |  | 27.4258 | 11.7245 | 24.6626 | 11.6794 | 5176.5601 | 2475.6077 |  | 2579.6 |  | 0 | 0 | 0 | 0 | 0 | 0 |  | 0 |  | 0 | 0 | 0 | 0 | 0 | 0 |  | 1703.4
| CHP PLANTS |  | 1 | 2 | 3 | 4 | [5 empty] | 1 | 2 | 3 | 4 | [5 empty] | 1 | 2 | 3 | 4
CAP | OIL |  | 16.6154 | 9.6727 | 47.7993 | 44.4497 | 118.5371 |  |  |  |  | FALSE | FALSE | FALSE | FALSE | 0 |  |  |  |  | FALSE | FALSE | FALSE | FALSE | 0
| GAS |  | 1229.8578 | 762.3703 | 0 | 3.5786 | 1995.8067 |  |  |  |  | FALSE | FALSE | FALSE | FALSE | 0 |  |  |  |  | FALSE | FALSE | FALSE | FALSE | 0
| COAL |  | 770.8093 | 2.2265 | 359.953 | 52.0384 | 1185.0273 |  |  |  |  | FALSE | FALSE | FALSE | FALSE | 0 |  |  |  |  | FALSE | FALSE | FALSE | FALSE | 0
| PEAT |  | 150.0566 | 157.9571 | 1849.1747 | 735.6094 | 2892.7978 |  |  |  |  | FALSE | FALSE | FALSE | FALSE | 0 |  |  |  |  | FALSE | FALSE | FALSE | FALSE | 0
| BIO |  | 32.4759 | 356.8246 | 653.1124 | 417.5861 | 1459.999 |  |  |  |  | FALSE | FALSE | FALSE | FALSE | 0 |  |  |  |  | FALSE | FALSE | FALSE | FALSE | 0
| TOTAL |  | 2199.815 | 1289.0513 | 2910.0394 | 1253.2621 | 7652.1678 |  |  |  |  | 0 | 0 | 0 | 0 | 0 |  |  |  |  | 0 | 0 | 0 | 0 | 0
| CHP PLANTS |  | 2010 | 2015 | 2020 | 2025 | 2030 | 2040 | 2050 |  |  | 2010 | 2015 | 2020 | 2025 | 2030 | 2040 | 2050 |  |  | 2010 | 2015 | 2020 | 2025 | 2030 | 2040 | 2050
1 | GAS |  | 905 | 905 | 905 | 452 | 452 | 0 | 0 |  |  | 100 | 100 | 60 | [6 empty] | 2125 | 1996 | 1996 | 1996 | 1744.1055 | 825.3654
1 | COAL |  | 854 | 854 | 593 | 0 | 0 | 0 | 0 |  |  | 100 | 100 | 60 | [6 empty] | 1564 | 1564 | 1564 | 680 | 460 | 0
1 | BIO |  | 0 | 0 | 390 | 390 | 390 | 390 | 390 |  |  | 100 | 100 | 60 | [6 empty] | 70 | 293.4 | 403.4 | 403.4 | 403.4 | 403.4 | 100
1 | OTHER |  | 0 | 0 | 0 | 0 | 0 | 0 | 0 |  |  | 100 | 100 | 60 | [6 empty] | 215 | 0 | 0 | 0 | 0 | 0
2 | GAS |  | 671.8 | 854.8 | 627.8 | 627.8 | 492.4 | 194.7 | 0 |  |  | 100 | 100 | 60 | [6 empty] | 0 | 0 | 0 | 0 | 0 | 0
2 | COAL |  | 0 | 0 | 0 | 0 | 0 | 0 | 0 |  |  | 100 | 100 | 60 | [6 empty] | 0 | 0 | 0 | 0 | 0 | 0
2 | BIO |  | 659 | 768.5 | 736.5 | 631.5 | 461.5 | 309.5 | 0 |  |  | 100 | 100 | 60 | [6 empty] | 0 | 0 | 0 | 0 | 0 | 0
2 | OTHER |  | 0 | 0 | 0 | 0 | 0 | 0 | 0 |  |  | 100 | 100 | 60 | [6 empty] | 0 | 0 | 0 | 0 | 0 | 0
3 | GAS |  | 0.4 | 3.6 | 3.6 | 3.6 | 3.6 | 3.6 | 0 |  |  | 100 | 100 | 60 | [6 empty] | 0 | 0 | 0 | 0 | 0 | 0
3 | COAL |  | 385 | 385 | 385 | 385 | 385 | 385 | 0 |  |  | 100 | 100 | 60 | [6 empty] | 0 | 0 | 0 | 0 | 0 | 0
3 | BIO |  | 2642.8 | 2642.8 | 2357.8 | 1774.8 | 1100.7 | 668.7 | 0 |  |  | 100 | 100 | 60 | [6 empty] | 0 | 0 | 0 | 0 | 0 | 0
3 | OTHER |  | 89.9 | 89.9 | 0 | 0 | 0 | 0 | 0 |  |  | 100 | 100 | 60 | [6 empty] | 0 | 0 | 0 | 0 | 0 | 0
4 | GAS |  | 7 | 7 | 7 | 7 | 7 | 0 | 0 |  |  | 100 | 100 | 60 | [6 empty] | 0 | 0 | 0 | 0 | 0 | 0
4 | COAL |  | 186 | 186 | 226 | 175 | 175 | 40 | 40 |  |  | 100 | 100 | 60 | [6 empty] | 0 | 0 | 0 | 0 | 0 | 0
4 | BIO |  | 1644.3 | 1652.7 | 1342.1 | 1160.1 | 817.1 | 168.8 | 0 |  |  | 100 | 100 | 60 | [6 empty] | 0 | 0 | 0 | 0 | 0 | 0
4 | OTHER |  | 173.1 | 173.1 | 173.1 | 134.1 | 105 | 0 | 0 |  |  | 100 | 100 | 60 | [6 empty] | 0 | 0 | 0 | 0 | 0 | 0
| HPL PLANTS |  | 1 | 2 | 3 | 4 | [5 empty] | 1 | 2 | 3 | 4 | [5 empty] | 1 | 2 | 3 | 4
| AFA |  | 0.085852 | 0.14659 | 0.076715 | 0.1227 | Total |  |  |  |  | 0.13 | 0.13 | 0.13 | 0.13 | Total |  |  |  |  | 0.09 | 0.1 | 0.1 | 0.1 | Total
|  |  | 1579.2689 | 1834.9245 | 2280.3927 | 4008.0257 | 9702.6118 |  |  |  |  | 2165.7954 | 1886.1013 | 1165.2069 | 3023.5892 | 8240.6928 |  |  |  |  | 11903.2229 | 0 | 0 | 0 | 11903.2229
| GAS: 16.535; COAL: 21.2164; PEAT: 27.13; BIOM: 61.3799 |  |  |  | 20.686 | 14.2957 | 10.7877 | 32.483 | [5 empty] | 113.3655 | 0 | 0 | 0
| HPL PLANTS |  | 1 | 2 | 3 | 4 | MW(h) |  | Adjust |  |  | 1 | 2 | 3 | 4 | MW(h) |  | Adjust |  |  | 1 | 2 | 3 | 4 | MW(h) |  | Adjust
| OIL |  | 1156.796 | 600.6174 | 2064.8307 | 3421.3936 | 7243.6376 |  | 8 |  |  | FALSE | FALSE | FALSE | FALSE | 0 |  | 4 |  |  | FALSE | FALSE | FALSE | FALSE | 0 |  | 7.5
| GAS |  | 317.3815 | 1151.5157 | 19.8917 | 3.1887 | 1491.9776 |  | 2 |  |  | FALSE | FALSE | FALSE | FALSE | 0 |  | 2 |  |  | FALSE | FALSE | FALSE | FALSE | 0 |  | 2
| COAL |  | 9.7001 | 2.8846 | 0.14323 | 0.040069 | 12.768 |  | 1 |  |  | FALSE | FALSE | FALSE | FALSE | 0 |  | 1 |  |  | FALSE | FALSE | FALSE | FALSE | 0 |  | 1
| PEAT |  | 1.6098 | 7.9808 | 124.5765 | 227.5507 | 361.7178 |  | 1 |  |  | FALSE | FALSE | FALSE | FALSE | 0 |  | 1 |  |  | FALSE | FALSE | FALSE | FALSE | 0 |  | 0.6
| BIO |  | 93.7815 | 71.9262 | 70.9506 | 355.8526 | 592.5109 |  | 1 |  |  | FALSE | FALSE | FALSE | FALSE | 0 |  | 1 |  |  | FALSE | FALSE | FALSE | FALSE | 0 |  | 0.4
| TOTAL |  | 1579.2689 | 1834.9245 | 2280.3927 | 4008.0257 | 9702.6118 |  |  |  |  | 0 | 0 | 0 | 0 | 0 |  |  |  |  | 0 | 0 | 0 | 0 | 0
| HPL PLANTS |  | 2010 | 2015 | 2020 | 2025 | 2030 | 2040 | 2050 |  |  | 2010 | 2015 | 2020 | 2025 | 2030 | 2040 | 2050 |  |  | 2010 | 2015 | 2020 | 2025 | 2030 | 2040 | 2050
1 | GAS |  | 464.5 | 479.5 | 369.5 | 224 | 130 | 0 | 0 |  |  | 90 | 70 | 50 | 0 | 0 | 0 |  |  |  | 1912 | 2004 | 1389.1911 | 816.3308 | 618.0485 | 0 | 0
1 | COAL |  | 0.09913 | 0.08713 | 0.0356 | 0.0074 | 0.0039 | 0 | 0 |  |  | 90 | 70 | 50 | 0 | 0 | 0 |  |  |  | 420 | 420 | 260 | 0 | 0 | 0 | 0
1 | BIO |  | 58.8 | 154.8 | 221.8 | 219.8 | 219.8 | 168 | 0 |  |  | 90 | 70 | 50 | 0 | 0 | 0 |  |  |  | 20 | 20 | 242 | 492 | 492 | 492 | 400
1 | OTHER |  | 991.3 | 871.3 | 356 | 74 | 39 | 0 | 0 |  |  | 90 | 70 | 50 | 0 | 0 | 0.0024998 |  |  |  | 1750.7 | 935 | 670.6228 | 439.1822 | 398.4922 | 0 | 0
2 | GAS |  | 1080.8 | 1178.3 | 898.9 | 484.6 | 406.1 | 22.5 | 0 |  |  | 90 | 70 | 50 | 0 | 0 | 0 |  |  |  | 0 | 0 | 0 | 0 | 0 | 0
2 | COAL |  | 0.04896 | 0.04378 | 0.02411 | 0.01283 | 0.01061 | 2e-05 | 0 |  |  | 90 | 70 | 50 | 0 | 0 | 0 |  |  |  | 0 | 0 | 0 | 0 | 0 | 0
2 | BIO |  | 27.1 | 163.2 | 170.8 | 163.5 | 163.5 | 150.9 | 0 |  |  | 90 | 70 | 50 | 0 | 0 | 0 |  |  |  | 0 | 0 | 0 | 0 | 0 | 0
2 | OTHER |  | 489.6 | 437.8 | 241.1 | 128.3 | 106.1 | 0.2 | 0 |  |  | 90 | 70 | 50 | 0 | 0 | 0.0024998 |  |  |  | 0 | 0 | 0 | 0 | 0 | 0
3 | GAS |  | 0.16908 | 0.17413 | 0.12164 | 0.07859 | 0.06139 | 0 | 0 |  |  | 90 | 70 | 50 | 0 | 0 | 0 |  |  |  | 0 | 0 | 0 | 0 | 0 | 0
3 | COAL |  | 0.16908 | 0.17413 | 0.12164 | 0.07859 | 0.06139 | 0 | 0 |  |  | 90 | 70 | 50 | 0 | 0 | 0 |  |  |  | 0 | 0 | 0 | 0 | 0 | 0
3 | BIO |  | 333.9 | 345.4 | 222.9 | 208.4 | 204.4 | 131.5 | 0 |  |  | 90 | 70 | 50 | 0 | 0 | 0 |  |  |  | 0 | 0 | 0 | 0 | 0 | 0
3 | OTHER |  | 1690.8 | 1741.3 | 1216.4 | 785.9 | 613.9 | 0 | 0 |  |  | 90 | 70 | 50 | 0 | 0 | 0.0024998 |  |  |  | 0 | 0 | 0 | 0 | 0 | 0
4 | GAS |  | 10.4 | 10.4 | 10.4 | 10.4 | 10.4 | 0.00652 | 0 |  |  | 90 | 70 | 50 | 0 | 0 | 0 |  |  |  | 0 | 0 | 0 | 0 | 0 | 0
4 | COAL |  | 0.14938 | 0.15556 | 0.11466 | 0.0617 | 0.03448 | 0.00652 | 0 |  |  | 90 | 70 | 50 | 0 | 0 | 0 |  |  |  | 0 | 0 | 0 | 0 | 0 | 0
4 | BIO |  | 1324.2 | 1517.8 | 1345.3 | 968.9 | 854.9 | 289.7 | 0 |  |  | 90 | 70 | 50 | 0 | 0 | 0 |  |  |  | 0 | 0 | 0 | 0 | 0 | 0
4 | OTHER |  | 1493.8 | 1555.6 | 1146.6 | 617 | 344.8 | 65.2 | 0 |  |  | 90 | 70 | 50 | 0 | 0 | 0.0024998 |  |  |  | 0 | 0 | 0 | 0 | 0 | 0
0 | PUMPS |  | 38.1 | 63.6 | 63.6 | 61.5 | 61.5 | 3.6 | 0 | [11 empty] | 105 | 145 | 167 | 190 | 190 | 85 | 23

## OtherData (hidden)
| RegIndex | 3
| ELCBMU CO2 factor |  |  |  | Default Existing electrical availabilities - MAINELC
| Region | Factor |  |  | Region | OIL | GAS | COAL | BIOM | HYDRO | NUC | GEO | WIN | SOL |  |  | ROR Share: |  |  | AuxY | 1
| EEU | 20.78 |  |  | EEU | 0.2 | 0.7 | 0.75 | 0.7 | 0.4 | 0.85 | 0.75 | 0.27 | 0.14 |  |  | ACT | 40% | 40% | 2 | 2
| WEU | 30.6 |  |  | WEU | 0.2 | 0.7 | 0.75 | 0.7 | 0.35 | 0.85 | 0.75 | 0.27 | 0.14 |  |  | CAP | 46.47% | 46.47% | 3 | 5
| FIN | 30.1 |  |  | FIN | 0.2 | 0.7 | 0.75 | 0.7 | 0.49192 | 0.92 | 0.75 | 0.30303 | 0.11986 |  |  |  | RESID | RESID | AFA | AFA
| FIM | 30.1 |  |  | FIM | 0.2 | 0.7 | 0.75 | 0.7 | 0.49192 | 0.92 | 0.75 | 0.30303 | 0.12557 |  |  | ROR | 1.4405 | 1.4869 | 0.40595 | 0.44963
| RUS | 20.71 |  |  | RUS | 0.2 | 0.7 | 0.75 | 0.7 | 0.45 | 0.75 | 0.75 | 0.27 | 0.14 |  |  | RES | 1.6595 | 1.7131 | 0.52854 | 0.58541
| Current | 30.1 |  |  | Current | 0.2 | 0.7 | 0.75 | 0.7 | 0.49192 | 0.92 | 0.75 | 0.30303 | 0.11986 |  |  | TOTAL | 3.1 | 3.2 | 0.47158 | 0.52232
| CapAct | 31.536
| SCAP | 1 | [9 empty] | NUC1+2 | 2710 | 2750 | 2790
| SHCAP | 1000
| Electricity | [10 empty] | RESID
|  | EFF | EFF | RESID | RESID | AFA | AFA | AFA |  |  |  |  | 2010 | 2015 | 2020 | 2025 | 2030 | 2040 | 2050 | 2070 | 2100 | 2017
| OIL | 38.75% | 33% | 0.97746 | 0.32552 | 0.0071057 | 0.015682 | 0.2 | 1 |  |  | OIL | 977.4565 | 389.6888 | 229.2731 | 201.5515 | 173.83 | 150.8114 | 0 | 0 | 0 | 325.5225
| GAS | 43.2% | 43.2% | 0.35 | 0.32113 | 0.059843 | 0.0023676 | 0.7 | 2 |  |  | GAS | 350 | 331.3747 | 305.765 | 185.4767 | 65.1885 | 0 | 0 | 0 | 0 | 321.1308
| COAL | 40.38% | 37.05% | 1.879 | 1.3994 | 0.58189 | 0.14157 | 0.75 | 3 |  |  | COAL | 1879 | 1769 | 845 | 702.5 | 560 | 560 | 0 | 0 | 0 | 1399.4
| PEAT | 38.4% | 36.46% | 0.3671 | 0.29738 | 0.77778 | 0.15523 | 0.7 | 4 |  |  | PEAT | 300 | 300 | 293.4426 | 223.7705 | 154.0984 | 85.2459 | 0 | 0 | 0 | 297.377
| BIO | 35.36% | 37.83% | 0.18195 | 0.10473 | 0.77778 | 0.64716 | 0.7 | 4 |  |  | BIO | 120 | 114.5326 | 90.0236 | 84.132 | 78.2404 | 17.9104 | 0 | 0 | 0 | 104.729
| HYDRO | 99.09% | 99.12% | 3.1 | 3.2 | 0.47158 | 0.52232 | 0.52232 | 5 |  |  | HYDRO | 3100 | 3200 | 3200 | 3200 | 3200 | 3200 | 3200 | 3200 | 3200 | 3200
| NUC | 31.37% | 31.51% | 2.71 | 2.766 | 0.91304 | 0.88571 | 0.92 | 6 |  |  | NUC | 2710 | 2750 | 3400 | 4390 | 4390 | 3885 | 2490 | 1600 | 0 | 2766
| GEO | 10% | 10% | 0 | 0 | 0.75 | 0.75 | 0.75 | 7 |  |  | GEO | 0 | 0 | 0 | 0 | 0 | 0 | 0 | 0 | 0 | 0
| WIN | 99.09% | 99.12% | 0.197 | 1.6114 | 0.16884 | 0.3367 | 0.3367 | 8 |  |  | WIN | 197 | 900 | 2500 | 3000 | 3000 | 2100 | 1000 | 1000 | 0 | 1540
| SOL | 99.09% | 99.12% | 0.007 | 0.113 | 0.080808 | 0.043706 | 0.11986 | 9 |  |  | SOL | 7 | 15 | 260 | 400 | 400 | 400 | 120 | 120 | 0 | 113
[12 empty] | MSW | 24 | 90 | 135 | 135 | 135 | 135 | 45 | 0 | 0 | 108
| CHP | 2010 | 2017 | 2010 | 2017 | 2010 | 2017 | 2010 | 2017 |  |  |  | Heat | 2010 | 2017 | 2010 | 2017 | 2017 | 2020
|  | EFF | EFF | RESID | RESID | AFA | AFA | CHPR | CHPR |  |  |  |  | EFF | EFF | RESID | RESID | AFA | AFA
| OIL | 88.09% | 89.74% | 0.011144 | 0.011934 | 0.5 | 0.5 | 11.8358 | 0.79474 | 1 |  |  | OIL | 93.26% | 89.64% | 1.9029 | 0.83492 | 0.2 | 0.2
| GAS | 84.03% | 75.64% | 0.9195 | 0.097648 | 0.55 | 0.55 | 1.5701 | 0.54732 | 2 |  |  | GAS | 93.74% | 85.75% | 0.89437 | 0.22342 | 0.3 | 0.3
| COAL | 87.67% | 89.85% | 1.191 | 0.86903 | 0.55 | 0.55 | 1.8158 | 1.9463 | 3 |  |  | COAL | 96.36% | 71.93% | 0.0087031 | 0.025302 | 0.5 | 0.5
| PEAT | 85.03% | 85.47% | 1.8694 | 1.2522 | 0.55 | 0.55 | 2.33 | 2.4509 | 4 |  |  | PEAT | 87.57% | 87.53% | 0.32192 | 0.29853 | 0.5 | 0.5
| BIO | 82.98% | 84.85% | 1.5832 | 2.008 | 0.55 | 0.55 | 2.4043 | 2.3497 | 4 |  |  | BIO | 89.29% | 87.53% | 0.51416 | 1.8366 | 0.5 | 0.5
| MSW | 72% | 72% | 0.252 | 0.30438 | 0.3715 | 0.47507 | 1.8 | 1.8183 | 4 |  |  | MSW | 77.03% | 78.96% | 0.05167 | 0.23932 | 0.6 | 0.6
| GEO | 90% | 90% | 0 | 0 | 0.55 | 0.55 | 0.01 | 0.01 | 7 |  |  | GEO | 185.9% | 180.2% | 0.044922 | 0.066214 | 0.65 | 0.65
| CHP PLANTS | EFF: 2010 |  |  |  | HPL PLANTS |  | 2010
| CHP | OIL | GAS | COAL | PEAT | BIOM | WASTE | [5 empty] | HPL | OIL | GAS | COAL | PEAT | BIOM | WASTE | PUMP
| 1 | 20.99% | 70.03% | 74.55% | 8.04% | 3.475% | 35.71% | 1 |  |  |  |  | 1 | 12.61% | 19.64% | 74.01% | 0.332% | 12.11% | 37.06% | 88.04%
| 2 | 8.404% | 29.86% | 0.1481% | 5.821% | 26.26% | 27% | 1 |  |  |  |  | 2 | 7.233% | 78.68% | 24.3% | 1.818% | 10.26% | 21.76% | 9.452%
| 3 | 38.97% | 0% | 22.47% | 63.93% | 45.09% | 16.71% | 1 |  |  |  |  | 3 | 25.58% | 1.398% | 1.242% | 29.2% | 10.41% | 12.77% | 0.1004%
| 4 | 31.64% | 0.1148% | 2.836% | 22.21% | 25.17% | 20.58% | 1 |  |  |  |  | 4 | 54.57% | 0.2886% | 0.4471% | 68.65% | 67.22% | 28.4% | 2.403%
|  |  | 1 | 2 | 3 | 4 | [6 empty] | HPL PLANTS |  | 1 | 2 | 3 | 4
|  | AFA | 0.44 | 0.35 | 0.41 | 0.37 | [6 empty] | AFA |  | 0.085852 | 0.14659 | 0.076715 | 0.1227
| CHPR RATIOS: | POW | 0.429 | 0.4 | 0.44 | 0.3 | 1 | 2 | 3 | 4 | Adjust |  |  |  | 1 | 2 | 3 | 4 | Total
| OIL | 0.2 | 10.2017 | 11.4683 | 9.7749 | 18.4536 | 0.30232 | 0.12225 | 0.55905 | 0.47463 | 9 |  |  | 0.75 | 1538.4925 | 1780.1912 | 2193.404 | 3300.3413 | 8812.4291
| GAS | 1 | 1.5103 | 1.7188 | 1.4393 | 2.8103 | 14.7828 | 6.6224 | 0 | 0.029711 | 2.2 |  |  | 1 | 16.535 | 21.2164 | 27.13 | 61.3799
| COAL | 1 | 1.8048 | 2.0879 | 1.7106 | 3.7358 | 9.9093 | 0.020686 | 2.9286 | 0.46208 | 1 |  | HPL PLANTS OIL: 1.5
| PEAT | 1 | 2.0512 | 2.4061 | 1.9352 | 4.6863 | 2.0154 | 1.5332 | 15.7181 | 6.8242 | 1.15 |  | HPL PLANTS OIL: 2
| BIO | 1 | 1.9879 | 2.3235 | 1.8777 | 4.4238 | 0.43168 | 3.4277 | 5.4942 | 3.8339 | 0.68 |  | HPL PLANTS OIL: 2.4
[7 empty] | 27.4416 | 11.7262 | 24.6999 | 11.6246
| MW(h) |  | 1372.8719 | 853.3013 | 1913.2846 | 1037.0446 | 5176.5024 | [5 empty] | HPL PLANTS |  | 1 | 2 | 3 | 4 | Total
|  |  | 1094.0039 | 890.2273 | 2044.2899 | 1648.2068 | 5676.7279 |  |  | Statist |  |  | TOTAL |  | 1538.4925 | 1780.1912 | 2193.404 | 3300.3413 | 8812.4291
| CHP PLANTS |  | 1 | 2 | 3 | 4 | MW(h) | MW(e) | MW(tot) | MWe |  |  | HPL PLANTS |  | 1 | 2 | 3 | 4 | MW(h) |  | Adjust
| OIL |  | 16.6074 | 9.6715 | 47.735 | 44.6369 | 109.6678 | 8.983 | 118.6508 | 115 |  |  | OIL |  | 1126.9278 | 582.7017 | 1986.0649 | 2817.2891 | 6512.9834 |  | 8
| GAS |  | 1229.2637 | 762.2752 | 0 | 3.5936 | 1224.122 | 771.0105 | 1995.1326 | 782.6 |  |  | GAS |  | 309.1868 | 1117.1675 | 19.1329 | 2.6257 | 1448.1128 |  | 2
| COAL |  | 770.437 | 2.2263 | 359.4689 | 52.2575 | 765.3339 | 419.0558 | 1184.3897 | 480 |  |  | COAL |  | 9.4496 | 2.7985 | 0.13777 | 0.032994 | 12.4189 |  | 1
| PEAT |  | 149.9841 | 157.9374 | 1846.6873 | 738.7078 | 2038.7388 | 854.5779 | 2893.3167 | 849 |  |  | PEAT |  | 1.5683 | 7.7427 | 119.8244 | 187.3728 | 316.5081 |  | 1
| BIO |  | 32.4602 | 356.7801 | 652.2339 | 419.3449 | 1038.6399 | 422.1792 | 1460.8191 | 353 |  |  | BIO |  | 91.3601 | 69.7807 | 68.2441 | 293.0208 | 522.4057 |  | 1
| TOTAL |  | 2198.7524 | 1288.8906 | 2906.1251 | 1258.5408 | 5176.5024 | 2475.8064 | 7652.3089 | 2579.6 |  |  | TOTAL |  | 1538.4925 | 1780.1912 | 2193.404 | 3300.3413 | 8812.4291
| PRODUCT | ELECTR | 11.5703 | 4.829 | 13.2962 | 2.9335 | 32.629 | [5 empty] | PRODUCTION | HPL | 5.4488 | 8.7824 | 5.6427 | 15.8088 | 35.6827 |  | BIG
|  | HEAT | 19.6505 | 9.8726 | 25.0193 | 12.4467 | 66.9892 | [6 empty] | TOTHET | 25.0993 | 18.655 | 30.6621 | 28.2555 | 102.6719 |  | 55.7614
| CHP PLANTS |  | 2017 | [9 empty] | HPL PLANTS HPL: HPL PLANTS; 2010 GAS: 2017
| CHP | OIL | GAS | COAL | PEAT | BIOM | WASTE | [5 empty] | HPL | OIL | GAS | COAL | PEAT | BIOM | WASTE | PUMP
| 1 | 17.03% | 81.73% | 96.38% | 10.02% | 8.014% | 35.71% | 1 |  |  |  |  | 1 | 32.1% | 17.77% | 0% | 0% | 17.34% | 37.06% | 88.04%
| 2 | 15.56% | 10.8% | 0% | 7.187% | 25.08% | 27% | 1 |  |  |  |  | 2 | 6.074% | 81.74% | 0% | 4.423% | 14.59% | 21.76% | 9.452%
| 3 | 35.91% | 7.47% | 2.281% | 61.99% | 47.15% | 16.71% | 1 |  |  |  |  | 3 | 19.06% | 0% | 7.143% | 21.38% | 9.235% | 12.77% | 0.1004%
| 4 | 31.51% | 0% | 1.337% | 20.8% | 19.76% | 20.58% | 1 |  |  |  |  | 4 | 42.76% | 0.4868% | 92.86% | 74.2% | 58.83% | 28.4% | 2.403%
|  |  | 1 | 2 | 3 | 4 | [6 empty] | 2017 GAS: 1; 2017 COAL: 2; 2017 PEAT: 3; 2017 BIOM: 4
|  | AFA | 0.44 | 0.35 | 0.41 | 0.37 | [6 empty] | AFA |  | 0.085852 | 0.14659 | 0.076715 | 0.1227
| CHPR RATIOS: | POW | 0.429 | 0.4 | 0.44 | 0.3 | 1 | 2 | 3 | 4 | Adjust |  |  |  | 1 | 2 | 3 | 4 | Total
| OIL | 0.2 | 0.77627 | 0.79011 | 0.77093 | 0.83551 | 0.12602 | 0.1163 | 0.26476 | 0.2429 | 9 | 1 |  | 0.75 | 1744.0231 | 869.3461 | 1229.6783 | 3128.3751 | 6971.4227
| GAS | 1 | 0.54391 | 0.58777 | 0.5279 | 0.7602 | 1.0729 | 0.14896 | 0.09617 | 0 | 2.2 | 2 |  | 1 | 19.2955 | 10.4478 | 11.7404 | 38.9367
| COAL | 1 | 1.9316 | 2.2505 | 1.8264 | 4.2014 | 9.5722 | 0 | 0.22216 | 0.1628 | 1 | 3 | HPL PLANTS OIL: 1.5
| PEAT | 1 | 2.1621 | 2.5522 | 2.0357 | 5.1817 | 1.7117 | 1.2897 | 10.3827 | 4.3552 | 1.15 | 4 | HPL PLANTS OIL: 2
| BIO | 1 | 2.0226 | 2.3686 | 1.9092 | 4.5658 | 1.2699 | 4.176 | 7.3283 | 3.8385 | 0.68 | 5 | HPL PLANTS OIL: 2.4
[7 empty] | 13.7528 | 5.7311 | 18.2941 | 8.5993
| MW(h) |  | 967.8626 | 665.3072 | 1554.607 | 824.6 | 4012.3766 | [5 empty] | HPL PLANTS |  | 1 | 2 | 3 | 4 | Total
|  |  | 881.5178 | 722.1721 | 2080.1443 | 1673.5671 | 5357.4013 |  |  | Statist |  |  | TOTAL |  | 1744.0231 | 869.3461 | 1229.6783 | 3128.3751 | 6971.4227
| CHP PLANTS |  | 1 | 2 | 3 | 4 | MW(h) | MW(e) | MW(tot) | MWe |  |  | HPL PLANTS |  | 1 | 2 | 3 | 4 | MW(h) |  | Adjust
| OIL |  | 20.293 | 30.5884 | 51.6829 | 51.1689 | 68.16 | 85.5732 | 153.7332 | 115 |  |  | OIL |  | 1222.2193 | 212.9127 | 841.2039 | 1447.4625 | 3723.7985 |  | 8
| GAS |  | 214.319 | 46.7139 | 23.6534 | 0 | 100.9686 | 183.7177 | 284.6863 | 782.6 |  |  | GAS |  | 67.9115 | 287.5278 | 0 | 1.6533 | 357.0926 |  | 2
| COAL |  | 1022.4053 | 0 | 29.2156 | 19.327 | 708.1427 | 362.8053 | 1070.948 | 480 |  |  | COAL |  | 0 | 0 | 2.9847 | 29.7646 | 32.7493 |  | 1
| PEAT |  | 176.1807 | 208.3885 | 1315.7287 | 498.2201 | 1570.1204 | 628.3976 | 2198.518 | 849 |  |  | PEAT |  | 0 | 17.3238 | 105.3843 | 280.6285 | 403.3366 |  | 1
| BIO |  | 133.5618 | 689.4627 | 948.9284 | 448.6884 | 1564.985 | 655.6563 | 2220.6413 | 353 |  |  | BIO |  | 453.8923 | 351.5818 | 280.1054 | 1368.8662 | 2454.4456 |  | 1
| TOTAL |  | 1566.7598 | 975.1535 | 2369.209 | 1017.4045 | 4012.3766 | 1916.1501 | 5928.5268 | 2579.6 |  |  | TOTAL |  | 1744.0231 | 869.3461 | 1229.6783 | 3128.3751 | 6971.4227
| PRODUCT | ELECTR | 8.0598 | 3.6006 | 10.5927 | 2.3712 | 24.6244 |  | AuxY | 3 |  |  | PRODUCTION | HPL | 9.961 | 7.5949 | 5.2926 | 24.4817 | 47.3302 |  | BIG
|  | HEAT | 14.4806 | 8.1378 | 20.5922 | 10.2271 | 53.4378 |  | 2 | 4 |  |  |  | TOTHET | 24.4417 | 15.7326 | 25.8849 | 34.7089 | 100.768 |  | 50.3265
[9 empty] | 3 | 5
| CHP PLANTS |  | 2010 | 2015 | 2020 | 2025 | 2030 | 2040 | 2050 | 2017 |  |  | HPL PLANTS |  | 2010 | 2015 | 2020 | 2025 | 2030 | 2040 | 2050 | 2017 | 2017
1 | GAS | 0 | 905 | 905 | 905 | 452 | 452 | 0 | 0 | 905 | 2 |  | GAS | 0 | 464.5 | 479.5 | 369.5 | 224 | 130 | 0 | 0 | 435.5 | 435.4
1 | COAL | 0 | 854 | 854 | 593 | 0 | 0 | 0 | 0 | 1022.4053 | 3 |  | COAL | 0 | 0.09913 | 0.08713 | 0.0356 | 0.0074 | 0.0039 | 0 | 0 | 0.066518 | 0
1 | BIO | 0 | 0 | 0 | 390 | 390 | 390 | 390 | 390 | 156 | 5 |  | BIO | 0 | 58.8 | 154.8 | 221.8 | 219.8 | 219.8 | 168 | 0 | 181.6 | 453.8923
1 | OTHER | 0 | 0 | 0 | 0 | 0 | 0 | 0 | 0 | 20.293 | 1 |  | OTHER | 0 | 991.3 | 871.3 | 356 | 74 | 39 | 0 | 0 | 665.18 | 1222.2193
2 | GAS | 0 | 671.8 | 854.8 | 627.8 | 627.8 | 492.4 | 194.7 | 0 | 764 | 2 |  | GAS | 0 | 1080.8 | 1178.3 | 898.9 | 484.6 | 406.1 | 22.5 | 0 | 1066.54 | 1066.44
2 | COAL | 0 | 0 | 0 | 0 | 0 | 0 | 0 | 0 | 0 | 3 |  | COAL | 0 | 0.04896 | 0.04378 | 0.02411 | 0.01283 | 0.01061 | 2e-05 | 0 | 0.035912 | 0
2 | BIO | 0 | 659 | 768.5 | 736.5 | 631.5 | 461.5 | 309.5 | 0 | 755.7 | 5 |  | BIO | 0 | 27.1 | 163.2 | 170.8 | 163.5 | 163.5 | 150.9 | 0 | 166.24 | 351.5818
2 | OTHER | 0 | 0 | 0 | 0 | 0 | 0 | 0 | 0 | 30.5884 | 1 |  | OTHER | 0 | 489.6 | 437.8 | 241.1 | 128.3 | 106.1 | 0.2 | 0 | 359.12 | 359.02
3 | GAS | 0 | 0.4 | 3.6 | 3.6 | 3.6 | 3.6 | 3.6 | 0 | 23.6534 | 2 |  | GAS | 0 | 0.16908 | 0.17413 | 0.12164 | 0.07859 | 0.06139 | 0 | 0 | 0.15313 | 0.053134
3 | COAL | 0 | 385 | 385 | 385 | 385 | 385 | 385 | 0 | 385 | 3 |  | COAL | 0 | 0.16908 | 0.17413 | 0.12164 | 0.07859 | 0.06139 | 0 | 0 | 0.15313 | 2.9847
3 | BIO | 0 | 2642.8 | 2642.8 | 2357.8 | 1774.8 | 1100.7 | 668.7 | 0 | 2528.8 | 5 |  | BIO | 0 | 333.9 | 345.4 | 222.9 | 208.4 | 204.4 | 131.5 | 0 | 296.4 | 296.3
3 | OTHER | 0 | 89.9 | 89.9 | 0 | 0 | 0 | 0 | 0 | 53.94 | 1 |  | OTHER | 0 | 1690.8 | 1741.3 | 1216.4 | 785.9 | 613.9 | 0 | 0 | 1531.34 | 1531.24
4 | GAS | 0 | 7 | 7 | 7 | 7 | 7 | 0 | 0 | 7 | 2 |  | GAS | 0 | 10.4 | 10.4 | 10.4 | 10.4 | 10.4 | 0.00652 | 0 | 10.4 | 10.3
4 | COAL | 0 | 186 | 186 | 226 | 175 | 175 | 40 | 40 | 202 | 3 |  | COAL | 0 | 0.14938 | 0.15556 | 0.11466 | 0.0617 | 0.03448 | 0.00652 | 0 | 0.1392 | 29.7646
4 | BIO | 0 | 1644.3 | 1652.7 | 1342.1 | 1160.1 | 817.1 | 168.8 | 0 | 1528.46 | 5 |  | BIO | 0 | 1324.2 | 1517.8 | 1345.3 | 968.9 | 854.9 | 289.7 | 0 | 1448.8 | 1448.7
4 | OTHER | 0 | 173.1 | 173.1 | 173.1 | 134.1 | 105 | 0 | 0 | 173.1 | 1 |  | OTHER | 0 | 1493.8 | 1555.6 | 1146.6 | 617 | 344.8 | 65.2 | 0 | 1392 | 1447.4625
0 | WASTE |  | 67.6399 | 253.6497 | 380.4745 | 380.4745 | 380.4745 | 380.4745 | 126.8248 | 304.3796 |  |  | WASTE |  | 51.6698 | 239.3227 | 239.3227 | 239.3227 | 239.3227 | 239.3227 | 0 | 239.3227 | 239.3227
|  |  | 8218.3 |  |  |  | 4389.3 |  |  | 8555.9401 |  |  | PUMPS |  | 38.1 | 63.6 | 63.6 | 61.5 | 61.5 | 3.6 | 0 | 63.6 | 66.214
[13 empty] | 2017 GAS: 7965.8356 |  | 7553.6679 | 8655.3584
|  |  |  | Proportional phase-out | [8 empty] | 2017 COAL: Absolute phase-out
| CHP CAP | 2010 | 2017 | 2015 | 2020 | 2025 | 2030 | 2040 | 2050 | AFA | AFA |  | HPL PLANTS | 2010 | 2017 | 2015 | 2020 | 2025 | 2030 | 2040 | 2050 | AFA | AFA
1 | OIL | 16.6074 | 20.293 | 0 | 0 | 0 | 0 | 0 | 0 | 0.070425 | 0.050064 | 4 | OIL | 1.1269 | 1.2222 | 1.2222 | 0.65412 | 0.13597 | 0.07166 | 0 | 0 | 0.0426 | 0.043854 | 4
1 | GAS | 1229.2637 | 905 | 1 | 1 | 0.49945 | 0.49945 | 0 | 0 | 0.2881 | 0.048502 | 1 | GAS | 0.4645 | 0.4354 | 0.4795 | 0.3695 | 0.224 | 0.13 | 0 | 0 | 0.11342 | 0.02736 | 1
1 | COAL | 854 | 1022.4053 | 0.83529 | 0.58 | 0 | 0 | 0 | 0 | 0.57181 | 0.45058 | 2 | COAL | 0.0094496 | 0 | 0 | 0 | 0 | 0 | 0 | 0 | 0.3408 | 0 | 2
1 | PEAT | 149.9841 | 176.1807 | 0 | 1 | 1 | 1 | 1 | 1 | 0.55116 | 0.39181 | 3 | PEAT | 0.0015683 | 0 | 0 | 0 | 0 | 0 | 0 | 0 | 0.3408 | 0 | 3
1 | BIO | 32.4602 | 133.5618 | 0 | 2.752 | 2.752 | 2.752 | 2.752 | 2.752 | 0.9321 | 0.66261 | 3 | BIO | 0.09136 | 0.45389 | 0.38691 | 0.45389 | 0.45389 | 0.45389 | 0.4199 | 0 | 0.3408 | 0.35083 | 3
2 | OIL | 9.6715 | 30.5884 | 0 | 0 | 0 | 0 | 0 | 0 | 0.048418 | 0.03035 | 8 | OIL | 0.5827 | 0.35902 | 0.35902 | 0.24103 | 0.12826 | 0.10607 | 0.00019994 | 0 | 0.04724 | 0.02825 | 4
2 | GAS | 762.2752 | 764 | 1.1188 | 0.82173 | 0.82173 | 0.6445 | 0.25484 | 0 | 0.19807 | 0.0075916 | 5 | GAS | 1.1172 | 1.0664 | 1.1783 | 0.8989 | 0.4846 | 0.4061 | 0.0225 | 0 | 0.18896 | 0.051374 | 1
2 | COAL | 2.2263 | 0 | 0 | 0 | 0 | 0 | 0 | 0 | 0.43576 | 0 | 6 | COAL | 0.0027985 | 0 | 0 | 0 | 0 | 0 | 0 | 0 | 0.37792 | 0 | 2
2 | PEAT | 157.9374 | 208.3885 | 1 | 0.90786 | 0.404 | 0 | 0 | 0 | 0.37892 | 0.23752 | 7 | PEAT | 0.0077427 | 0.017324 | 0.017007 | 0.017324 | 0.017038 | 0.017038 | 0.015725 | 0 | 0.37792 | 0.38109 | 3
2 | BIO | 356.7801 | 689.4627 | 1.0186 | 0.97215 | 0.81986 | 0.57329 | 0.35283 | 0 | 0.64083 | 0.4017 | 7 | BIO | 0.069781 | 0.35158 | 0.34515 | 0.35158 | 0.34579 | 0.34579 | 0.31914 | 0 | 0.37792 | 0.38109 | 3
3 | OIL | 47.735 | 51.6829 | 1 | 0 | 0 | 0 | 0 | 0 | 0.045485 | 0.041461 | 12 | OIL | 1.9861 | 1.5312 | 1.5312 | 1.2163 | 0.78585 | 0.61386 | 0 | 0 | 0.049027 | 0.02079 | 4
3 | GAS | 0 | 23.6534 | 0.1522 | 0.1522 | 0.1522 | 0.1522 | 0.1522 | 0 | 0 | 0.16961 | 9 | GAS | 0.019133 | 5.3134e-05 | 0.00017413 | 0.00012164 | 7.859e-05 | 6.139e-05 | 0 | 0 | 0.19611 | 0 | 1
3 | COAL | 359.4689 | 385 | 1 | 1 | 1 | 1 | 1 | 0 | 0.40936 | 0.028316 | 10 | COAL | 0.00016908 | 0.0029847 | 0.0029847 | 0.0023709 | 0.0015318 | 0.0011966 | 0 | 0 | 0.31959 | 0.30275 | 2
3 | PEAT | 1846.6873 | 1315.7287 | 1 | 0.87003 | 0.42693 | 0 | 0 | 0 | 0.35597 | 0.32448 | 11 | PEAT | 0.11982 | 0.10538 | 0.10538 | 0.079252 | 0.074096 | 0.072674 | 0.046755 | 0 | 0.39222 | 0.30275 | 3
3 | BIO | 652.2339 | 1213.0713 | 1.094 | 0.85904 | 0.37844 | 0 | 0 | 0 | 0.60201 | 0.42926 | 11 | BIO | 0.21408 | 0.28011 | 0.28011 | 0.21065 | 0.19694 | 0.19316 | 0.12427 | 0 | 0.12503 | 0.30275 | 3
4 | OIL | 44.6369 | 51.1689 | 1 | 1 | 0.23782 | 0 | 0 | 0 | 0.039494 | 0.036743 | 16 | OIL | 2.8173 | 1.4475 | 1.4475 | 1.1923 | 0.64158 | 0.35854 | 0.067798 | 0 | 0.073718 | 0.049334 | 4
4 | GAS | 3.5936 | 7 | 1 | 1 | 1 | 1 | 0 | 0 | 0.16157 | 0 | 13 | GAS | 0.0104 | 0.0103 | 0.0104 | 0.0104 | 0.0104 | 0.0104 | 6.52e-06 | 0 | 0.074445 | 0.031676 | 1
4 | COAL | 52.2575 | 202 | 0.92079 | 1.1188 | 0.86634 | 0.86634 | 0.19802 | 0.19802 | 0.35545 | 0.031639 | 14 | COAL | 0.00014938 | 0.029765 | 0.029765 | 0.024517 | 0.013193 | 0.0073727 | 0.0013941 | 0 | 0.13026 | 0.39467 | 2
4 | PEAT | 738.7078 | 498.2201 | 1 | 0.62595 | 0.26065 | 0 | 0 | 0 | 0.30908 | 0.28755 | 15 | PEAT | 0.18737 | 0.28063 | 0.28063 | 0.26058 | 0.18767 | 0.16559 | 0.056114 | 0 | 0.58974 | 0.39467 | 3
4 | BIO | 419.3449 | 1030.2399 | 1.1206 | 0.81911 | 0.64245 | 0.30952 | 0 | 0 | 0.52271 | 0.21179 | 15 | BIO | 1.1368 | 1.3689 | 1.3689 | 1.2711 | 0.91544 | 0.80773 | 0.27372 | 0 | 0.15201 | 0.39467 | 3
|  | 7735.8719 | 8727.6455 | [9 empty] | HPL PLANTS OIL: 9.9653; 2017 GAS: 8.9627; 2017 COAL: 9.0451
0 | WASTE | 89.9982 | 108.7048 | 90.5873 | 135.881 | 135.881 | 135.881 | 135.881 | 45.2937 |  |  | 17 | WASTE | 0.01915 | 0.088697 | 0.088697 | 0.088697 | 0.088697 | 0.088697 | 0.088697 | 0
0 | WASTE | 68.0426 | 82.1857 | 68.4881 | 102.7321 | 102.7321 | 102.7321 | 102.7321 | 34.244 |  |  | 17 | WASTE | 0.011244 | 0.05208 | 0.05208 | 0.05208 | 0.05208 | 0.05208 | 0.05208 | 0
0 | WASTE | 42.1006 | 50.8514 | 42.3762 | 63.5643 | 63.5643 | 63.5643 | 63.5643 | 21.1881 |  |  | 17 | WASTE | 0.0065994 | 0.030567 | 0.030567 | 0.030567 | 0.030567 | 0.030567 | 0.030567 | 0
0 | WASTE | 51.8586 | 62.6377 | 52.1981 | 78.2971 | 78.2971 | 78.2971 | 78.2971 | 26.099 |  |  | 17 | WASTE | 0.014677 | 0.067979 | 0.067979 | 0.067979 | 0.067979 | 0.067979 | 0.067979 | 0
[12 empty] | 18 | PUMPS | 0.033545 | 0.058297 | 0.055996 | 0.055996 | 0.054147 | 0.054147 | 0.0031696 | 0
[12 empty] | 18 | PUMPS | 0.0036014 | 0.0062588 | 0.0060117 | 0.0060117 | 0.0058132 | 0.0058132 | 0.00034029 | 0
[12 empty] | 18 | PUMPS | 3.8258e-05 | 6.6489e-05 | 6.3864e-05 | 6.3864e-05 | 6.1755e-05 | 6.1755e-05 | 3.6149e-06 | 0
[12 empty] | 18 | PUMPS | 0.00091564 | 0.0015913 | 0.0015285 | 0.0015285 | 0.001478 | 0.001478 | 8.6518e-05 | 0

## COMM
~FI_Comm
CSet | CommName | CommDesc | Unit | LimType | CTSLvl | PeakTS | Ctype | ~COMAGG_R1C2
NRG | ELCC | Electricity (Centralized) | PJ |  | DAYNITE |  | ELC | CommName | ELCD | ELCM
NRG | ELCD | Electricity (Decentralized) | PJ |  | DAYNITE |  | ELC | ELCDP | 1
NRG | ELCDP | Electricity (Decentralized Production) | PJ | N | DAYNITE |  | ELC | ELCMP |  | 1
NRG | ELCM | Electricity (Intermediate) | PJ |  | DAYNITE |  | ELC
NRG | ELCMP | Electricity (Intermediate Production) | PJ | FX | DAYNITE |  | ELC
NRG | ELCE | Electricity (ELC) | PJ |  | DAYNITE |  | ELC
NRG | INDELC | Electricity (IND) | PJ |  | DAYNITE |  | ELC
NRG | SUPELC | Electricity (UPS) | PJ |  | WEEKLY |  | ELC
NRG | ELCNGA | Natural Gas (ELC) | PJ |  | WEEKLY
NRG | ELCBCO | Brown Coal (ELC) | PJ
NRG | ELCBGS | Biogas (ELC) | PJ
NRG | ELCBMU | Muni waste (ELC) | PJ | FX
NRG | ELCRDF | Refuse derived fuel (ELC) | PJ | FX
NRG | ELCBCR | Energy crop (ELC) | PJ
NRG | ELCGOI | HFO+DST - mixed fuel (ELC) | PJ
NRG | ELCOIL | Heavy Oil (ELC) | PJ
NRG | ELCDST | Distillate oil (ELC) | PJ
NRG | ELCCOA | Coal (ELC) | PJ
NRG | ELCNUC | Uranium (ELC) | PJ
NRG | ELCLIT | Lithium (ELC) | PJ
NRG | ELCGEO | Geothermal (ELC) | PJ | FX
NRG | ELCHYD | Hydro (ELC) | PJ |  | DAYNITE
NRG | ELCHYR | Hydro, runriver (ELC) | PJ |  | WEEKLY
NRG | ELCHYM | Hydro, mini (ELC) | PJ |  | ANNUAL
NRG | ELCHYN | Hydrogen (ELC) | PJ |  | WEEKLY
NRG | ELCSOL | Solar (ELC) | PJ
NRG | ELCTDL | Tide (ELC) | PJ
NRG | ELCWIN | Wind (ELC) | PJ
NRG | ELCWOF | Wind-Off (ELC) | PJ
NRG | ELCBIO | Biofuels (ELC) | PJ
NRG | EL1BIO | Biomass 1 (ELC) | PJ
NRG | EL2BIO | Biomass 2 (ELC) | PJ
NRG | EL3BIO | Biomass 3 (ELC) | PJ
NRG | SYNGAS | Synthetic methane gas | PJ
NRG | SYNHY0 | Hydrogen from supply | PJ |  | WEEKLY
NRG | ELCBLQ | Bio-oil (ELC) | PJ
NRG | ELCBSL | Bio solids | PJ
NRG | BIOAGR | Bio agricultural | PJ
NRG | BIOCHR | Bio-charcoal | PJ
NRG | BIORDF | Refuse derived fuel | PJ | FX
NRG | NUCLIT | Lithium (ELC) | PJ
NRG | HET1 | Heat 1 | PJ |  | DAYNITE |  | LTHEAT
NRG | HET2 | Heat 2 | PJ |  | DAYNITE |  | LTHEAT
NRG | HET3 | Heat 3 | PJ |  | DAYNITE |  | LTHEAT
NRG | HET4 | Heat 4 | PJ |  | DAYNITE |  | LTHEAT
NRG | HET | Heat | PJ |  | DAYNITE |  | LTHEAT
NRG | DHC1 | District heat and cool 1 | PJ |  | DAYNITE |  | LTHEAT
NRG | DHC3 | District heat and cool 3 | PJ |  | DAYNITE |  | LTHEAT
NRG | DCOOL | District cool | PJ |  | ANNUAL
ENV | RECHET | Recovered heat | PJ |  | DAYNITE
ENV | ELCCH4N | CH4 (ELC) | t
ENV | ELCCH4P | CH4 process (ELC) | t
ENV | ELCCO2N | CO2 (ELC) | kt
ENV | ELCCO2P | CO2 process (ELC) | kt
ENV | ELCN2ON | N2O (ELC) | t
ENV | DHET1+3 | DH Large potential | PJ
ENV | ETXGAS | ETXGAS | PJ | N
ENV | ETXCOA | ETXCOA | PJ | N
ENV | ETXPET | ETXPET | PJ | N
ENV | ETXHET | ETXHET | PJ | N
FIN | DUM1 | Dummy 1 | PJ | UP
FIN | DUM2 | Dummy 2 | PJ | UP
FIN | DUM3 | Dummy 3 | PJ | UP
FIN | DUM4 | Dummy 4 | PJ | UP
Note on M4: Production of ELCD modeled separately, to support market share constraints for total Public Electricity.
Note on N4: Production of ELCM modeled separately, to support market share constraints for total Public Electricity.

## Processes
~FI_Process
Sets | TechName | TechDesc | Tact | Tcap | Tslvl | PrimaryCG | Vintage
PRE | FT-ELCNGA0 | Fuel Tech - Natural Gas Mix (ELC) | PJ | PJ_a | WEEKLY |  | NO | ELCNGA000 | FT-ELCNGA0
PRE | FT-ELCOIL0 | Fuel Tech - Oil Mix (ELC) | PJ | PJ_a | ANNUAL |  | NO | ELCOIL000 | FT-ELCOIL0
PRE | FT-ELCCOA0 | Fuel Tech - Coal Mix (ELC) | PJ | PJ_a | ANNUAL |  | NO | ELCCOA000 | FT-ELCCOA0
PRE | FT-ELCBIO0 | Fuel Tech - Biofuels Mix (ELC) | PJ | PJ_a | ANNUAL |  | NO | ELCBIO000 | FT-ELCBIO0
PRE | FT-ELCBMU0 | Fuel Tech - Waste Mix (ELC) | PJ | PJ_a | ANNUAL |  | NO | ELCBMU000 | FT-ELCBMU0
PRE | FT-ELCNUC0 | Fuel Tech - Uranium (ELC) | PJ | PJ_a | ANNUAL |  | NO | ELCNUC000 | FT-ELCNUC0
PRE | FT-ELCLIT0 | Fuel Tech - Lithium (ELC) | PJ | PJ_a | ANNUAL |  | NO | ELCLIT000 | FT-ELCLIT0
PRE | FT-ELCHYD0 | Fuel Tech - Hydro (ELC) | PJ | PJ_a | ANNUAL |  | NO | ELCHYD000 | FT-ELCHYD0
PRE | FT-ELCHYM0 | Fuel Tech - Hydro Small (ELC) | PJ | PJ_a | ANNUAL |  | NO | ELCHYM000 | FT-ELCHYM0
PRE | FT-ELCGEO0 | Fuel Tech - Geothermal (ELC) | PJ | PJ_a | ANNUAL |  | NO | ELCGEO000 | FT-ELCGEO0
PRE | FT-ELCSOL0 | Fuel Tech - Solar (ELC) | PJ | PJ_a | ANNUAL |  | NO | ELCSOL000 | FT-ELCSOL0
PRE | FT-ELCTDL0 | Fuel Tech - Tide (ELC) | PJ | PJ_a | ANNUAL |  | NO | ELCTDL000 | FT-ELCTDL0
PRE | FT-ELCWIN0 | Fuel Tech - Wind (ELC) | PJ | PJ_a | ANNUAL |  | NO | ELCWIN000 | FT-ELCWIN0
PRE | FT-ELCHOIL0 | Fuel Tech - Mixed oil (ELC) | PJ | PJ_a | ANNUAL |  | NO | ELCHOIL00 | FT-ELCHOIL0
PRE | FT-ELCBIOL0 | Fuel Tech - Bio-oils (ELC) | PJ | PJ_a | ANNUAL |  | NO | ELCBIOL00 | FT-ELCBIOL0
PRE | FT-ELCDST0 | Fuel Tech - Light oil (ELC) | PJ | PJ_a | ANNUAL |  | NO | ELCDST000 | FT-ELCDST0
PRE | FT-ELCNGA1 | Fuel Tech - Natural Gas (ELC) | PJ | PJ_a | WEEKLY |  | NO | ELCNGA111 | FT-ELCNGA1
PRE | FT-ELCOIL1 | Fuel Tech - Oil (ELC) | PJ | PJ_a | ANNUAL |  | NO | ELCOIL111 | FT-ELCOIL1
PRE | FT-ELCRDF1 | Fuel Tech - Refuse derived fuel (ELC) | PJ | PJ_a | ANNUAL |  | NO | ELCRDF111 | FT-ELCRDF1
PRE | FT-ELCHCO1 | Fuel Tech - Hard Coal (ELC) | PJ | PJ_a | ANNUAL |  | NO | ELCHCO111 | FT-ELCHCO1
PRE | FT-ELCBCO1 | Fuel Tech - Brown Coal (ELC) | PJ | PJ_a | ANNUAL |  | NO | ELCBCO111 | FT-ELCBCO1
PRE | FT-ELCBGS1 | Fuel Tech - Biogas (ELC) | PJ | PJ_a | ANNUAL |  | NO | ELCBGS111 | FT-ELCBGS1
PRE | FT-ELCBIO10 | Fuel Tech - Biofuels (ELC) | PJ | PJ_a | ANNUAL |  | NO | ELCBIO101 | FT-ELCBIO10
PRE | FT-ELCBIO11 | Fuel Tech - Biowood (ELC) | PJ | PJ_a | ANNUAL |  | NO | ELCBIO111 | FT-ELCBIO11
PRE | FT-ELCBIO12 | Fuel Tech - Biosolid (ELC) | PJ | PJ_a | ANNUAL |  | NO | ELCBIO112 | FT-ELCBIO12
PRE | FT-ELCBIO19 | Fuel Tech - Imported Biomass 1 (ELC) | PJ | PJ_a | ANNUAL |  | NO | ELCBIO901 | FT-ELCBIO19
CHP | DHPBIOP100 | CHP: Existing BIO-based capacity | PJ | GW | DAYNITE |  | NO
CHP | DHPCOAP100 | CHP: Existing COAL-based capacity | PJ | GW | DAYNITE |  | NO
CHP | DHPBCOP100 | CHP: Existing GAS-based capacity | PJ | GW | DAYNITE |  | NO
CHP | DHPGASP100 | CHP: Existing GAS-based capacity | PJ | GW | DAYNITE |  | NO
CHP | DHPOILP100 | CHP: Existing OIL-based capacity | PJ | GW | DAYNITE |  | NO
CHP | DHPBIOP200 | CHP: Existing BIO-based capacity | PJ | GW | DAYNITE |  | NO
CHP | DHPCOAP200 | CHP: Existing COAL-based capacity | PJ | GW | DAYNITE |  | NO
CHP | DHPBCOP200 | CHP: Existing GAS-based capacity | PJ | GW | DAYNITE |  | NO
CHP | DHPGASP200 | CHP: Existing GAS-based capacity | PJ | GW | DAYNITE |  | NO
CHP | DHPOILP200 | CHP: Existing OIL-based capacity | PJ | GW | DAYNITE |  | NO
CHP | DHPBIOP300 | CHP: Existing BIO-based capacity | PJ | GW | DAYNITE |  | NO
CHP | DHPCOAP300 | CHP: Existing COAL-based capacity | PJ | GW | DAYNITE |  | NO
CHP | DHPBCOP300 | CHP: Existing GAS-based capacity | PJ | GW | DAYNITE |  | NO
CHP | DHPGASP300 | CHP: Existing GAS-based capacity | PJ | GW | DAYNITE |  | NO
CHP | DHPOILP300 | CHP: Existing OIL-based capacity | PJ | GW | DAYNITE |  | NO
CHP | DHPBIOP400 | CHP: Existing BIO-based capacity | PJ | GW | DAYNITE |  | NO
CHP | DHPCOAP400 | CHP: Existing COAL-based capacity | PJ | GW | DAYNITE |  | NO
CHP | DHPBCOP400 | CHP: Existing GAS-based capacity | PJ | GW | DAYNITE |  | NO
CHP | DHPGASP400 | CHP: Existing GAS-based capacity | PJ | GW | DAYNITE |  | NO
CHP | DHPOILP400 | CHP: Existing OIL-based capacity | PJ | GW | DAYNITE |  | NO
CHP | DHPBMUP100 | CHP: Existing BMU-based capacity | PJ | GW | WEEKLY |  | NO
CHP | DHPBMUP200 | CHP: Existing BMU-based capacity | PJ | GW | WEEKLY |  | NO
CHP | DHPBMUP300 | CHP: Existing BMU-based capacity | PJ | GW | WEEKLY |  | NO
CHP | DHPBMUP400 | CHP: Existing BMU-based capacity | PJ | GW | WEEKLY |  | NO
CHP | DHPGEOP00 | CHP: Existing OIL-based capacity | PJ | GW | WEEKLY |  | NO
ELE,PKNO | ELCELC000 | Fuel Tech - Electricity (ELC) | PJ | GW | DAYNITE | NRGO | NO
ELE,PKNO | ELCELC100 | Fuel Tech - Electricity (ELC) | PJ | GW | DAYNITE | NRGO | NO
HPL,PKNO | ELCHET000 | Distr Tech - heat large (ELC) | PJ | GW | DAYNITE | NRGO | NO
HPL,PKNO | ELCHET100 | Distr Tech - heat small (ELC) | PJ | GW | ANNUAL | NRGO | NO
HPL,PKNO | ELCDHC101 | Distr pump to heat 1 | PJ | GW | DAYNITE | HET1 | NO
HPL,PKNO | ELCDHC103 | Distr pump to heat 3 | PJ | GW | DAYNITE | HET3 | NO
HPL,PKNO | ELCDHC201 | Distr pump to cool | PJ | GW | ANNUAL | DCOOL | NO
HPL,PKNO | ELCDHC203 | Distr pump to cool | PJ | GW | ANNUAL | DCOOL | NO
ELE | EBCOGEN00 | EPLT: Existing BCO-based capacity | PJ | GW | DAYNITE |  | NO
ELE | EBIOGEN00 | EPLT: Existing BIO-based capacity | PJ | GW | DAYNITE |  | NO
ELE | ECOAGEN00 | EPLT: Existing COAL-based capacity | PJ | GW | DAYNITE |  | NO
ELE | EGASGEN00 | EPLT: Existing GAS-based capacity | PJ | GW | DAYNITE |  | NO
ELE | EGEOGEN00 | EPLT: Existing GEO-based capacity | PJ | GW | SEASON |  | NO
ELE | EHYDRUN00 | EPLT: Existing HYDRO-Run capacity | PJ | GW | WEEKLY |  | NO
ELE | EHYDDAM00 | EPLT: Existing HYDRO-Dam capacity | PJ | GW | DAYNITE |  | NO
ELE | ENUCGEN10 | EPLT: Existing NUC-based capacity Gen1 | PJ | GW | SEASON |  | NO
ELE | ENUCGEN20 | EPLT: Existing NUC-based capacity Gen2 | PJ | GW | SEASON |  | NO
ELE | ENUCGEN30 | EPLT: Existing NUC-based capacity Gen3 | PJ | GW | SEASON |  | NO
ELE | EOILGEN00 | EPLT: Existing OIL-based capacity | PJ | GW | DAYNITE |  | NO
ELE | EWINGEN00 | EPLT: Existing WIN-based capacity | PJ | GW | ANNUAL | ELCWIN | YES
ELE | ESOLGEN00 | EPLT: Existing SOL-based capacity | PJ | GW | ANNUAL | ELCSOL | YES
HPL | HETBIOP100 | HET: Existing BIO-based capacity | PJ | GW | DAYNITE |  | NO
HPL | HETCOAP100 | HET: Existing COAL-based capacity | PJ | GW | DAYNITE |  | NO
HPL | HETBCOP100 | HET: Existing BCO-based capacity | PJ | GW | DAYNITE |  | NO
HPL | HETGASP100 | HET: Existing GAS-based capacity | PJ | GW | DAYNITE |  | NO
HPL | HETOILP100 | HET: Existing OIL-based capacity | PJ | GW | DAYNITE |  | NO
HPL | HETGEOP100 | HET: Existing GEO-based capacity | PJ | GW | WEEKLY |  | NO
HPL | HETBIOP200 | HET: Existing BIO-based capacity | PJ | GW | DAYNITE |  | NO
HPL | HETCOAP200 | HET: Existing COAL-based capacity | PJ | GW | DAYNITE |  | NO
HPL | HETBCOP200 | HET: Existing BCO-based capacity | PJ | GW | DAYNITE |  | NO
HPL | HETGASP200 | HET: Existing GAS-based capacity | PJ | GW | DAYNITE |  | NO
HPL | HETOILP200 | HET: Existing OIL-based capacity | PJ | GW | DAYNITE |  | NO
HPL | HETGEOP200 | HET: Existing GEO-based capacity | PJ | GW | WEEKLY |  | NO
HPL | HETBIOP300 | HET: Existing BIO-based capacity | PJ | GW | DAYNITE |  | NO
HPL | HETCOAP300 | HET: Existing COAL-based capacity | PJ | GW | DAYNITE |  | NO
HPL | HETBCOP300 | HET: Existing BCO-based capacity | PJ | GW | DAYNITE |  | NO
HPL | HETGASP300 | HET: Existing GAS-based capacity | PJ | GW | DAYNITE |  | NO
HPL | HETOILP300 | HET: Existing OIL-based capacity | PJ | GW | DAYNITE |  | NO
HPL | HETGEOP300 | HET: Existing GEO-based capacity | PJ | GW | WEEKLY |  | NO
HPL | HETBIOP400 | HET: Existing BIO-based capacity | PJ | GW | DAYNITE |  | NO
HPL | HETCOAP400 | HET: Existing COAL-based capacity | PJ | GW | DAYNITE |  | NO
HPL | HETBCOP400 | HET: Existing BCO-based capacity | PJ | GW | DAYNITE |  | NO
HPL | HETGASP400 | HET: Existing GAS-based capacity | PJ | GW | DAYNITE |  | NO
HPL | HETOILP400 | HET: Existing OIL-based capacity | PJ | GW | DAYNITE |  | NO
HPL | HETGEOP400 | HET: Existing GEO-based capacity | PJ | GW | WEEKLY |  | NO
HPL | HETBMUP100 | HET: Existing BMU-based capacity | PJ | GW | WEEKLY |  | NO
HPL | HETBMUP200 | HET: Existing BMU-based capacity | PJ | GW | WEEKLY |  | NO
HPL | HETBMUP300 | HET: Existing BMU-based capacity | PJ | GW | WEEKLY |  | NO
HPL | HETBMUP400 | HET: Existing BMU-based capacity | PJ | GW | WEEKLY |  | NO
HPL | HETRECP00 | HET: Existing REC-based capacity | PJ | PJa | DAYNITE | HET | NO
PRE | ELCBIO201 | Dummy Tech - Biofuels 1 (ELC) | PJ | PJ_a |  |  | NO
PRE | ELCBIO202 | Dummy Tech - Biofuels 2 (ELC) | PJ | PJ_a |  |  | NO
PRE | ELCBIO203 | Dummy Tech - Biofuels 3 (ELC) | PJ | PJ_a |  |  | NO
PRE | ELCBIO301 | Dummy Tech - Biofuels steps for 1 (ELC) | PJ | PJ_a |  | EL1BIO | NO
PRE | ELCWOF000 | Load Tech - Wind Offshore (ELC) | PJ | PJ_a |  |  | NO
ELE,STGTSS | ELCHYSS00 | Hydro seasonal storage | PJ | PJ_a | SEASON |  | NO
ELE,STGTSS | ELCHYSW00 | Hydro weekly storage | PJ | PJ_a | WEEKLY |  | NO
ELE,STGTSS | ELCHYSD00 | Hydro daynite storage | PJ | PJ_a | DAYNITE |  | NO

## ELC_FUELS
Technologies to produce Electricity sector fuels |  |  |  | ~FI_T: FIN~EUR10
TechName | TechDesc | Comm-IN | Comm-OUT | CommDesc | Share~UP | Share~UP~2017 | Share~UP~2035 | EFF | AF | DELIV | VAROM | RESID~2017 | RESID~2050 | RESID~2100 | ACT_BND~UP | ACT_BND~UP~2017 | AFA
FT-ELCNGA0 | Fuel Tech - Natural Gas Mix (ELC) | GASGWG |  |  | 0 | 0 |  |  | 1 |  |  | 66.4146 | 66.4146 | 33.2073 |  |  | 0.45
|  | GASNGA |  |  | 1.001 | 1.001 | 1
|  | SYNGAS |  |  | 0.01 | 0.1 | 1
|  | SYNHY0 |  |  | 0.01 | 0.02 | 0.15
|  |  | ELCNGA | Natural Gas (ELC) |  |  |  | 1
FT-ELCOIL0 | Fuel Tech - Oil Mix (ELC) | OILCRD |  |  | 0 | 0 |  |  | 1
|  | OILDST |  |  | 0.059495 | 0.30459
|  | OILGSL |  |  | 0 | 0
|  | OILNAP |  |  | 0 | 0
|  | OILNGL |  |  | 0 | 0
|  | OILKER |  |  | 0 | 0
|  | OILHFO |  |  | 0.9415 | 0.55699 | 1
|  | OILPTC |  |  | 0 | 0
|  | OILLPG |  |  | 0 | 0.020997
|  | GASRFG |  |  | 0 | 0.11842
|  |  | ELCOIL | Oil (ELC) |  |  |  | 1
FT-ELCCOA0 | Fuel Tech - Coal Mix (ELC) | COAHCO |  |  | 0.99695 | 0.80956 | 1 |  | 1 | [5 empty] | 109.1999 | 34.3665
|  | COAOVC |  |  | 0.00054897 | 0
|  | GASBFG |  |  | 0.0026029 | 0.16569
|  | GASCOG |  |  | 0 | 0.017502
|  | GASOXY |  |  | 0 | 0.013247
|  |  | ELCCOA | Coal (ELC) |  |  |  | 1
FT-ELCBIO0 | Fuel Tech - Biofuels Mix (ELC) | BIOGLQ |  |  | 0.0085315 | 0.038997 | 0.14873 |  | 1 | [5 empty] | 56.3469 | 81.5853
BIOSLD
BIOWOO
|  |  | ELCBIO | Biofuels (ELC) |  |  |  | 1
FT-ELCBMU0 | Fuel Tech - Waste Mix (ELC) | BIOBIN |  |  | 0.054181 | 0.0040604 | 0.054181
BIOBMU
|  |  | ELCBMU | Muni waste (ELC) |  |  |  | 1
FT-ELCNUC0 | Fuel Tech - Uranium (ELC) | NUCURA | [6 empty] | 1 |  | 0.3
|  |  | ELCNUC | Uranium (ELC) |  |  |  | 1
FT-ELCLIT0 | Fuel Tech - Lithium (ELC) | NUCLIT | [6 empty] | 1 |  | 0.003
|  |  | ELCLIT | Lithium (ELC) |  |  |  | 1
~FI_T: FIN
TechName | TechDesc | Comm-IN | Comm-OUT | CommDesc | Share~FX | Share~FX~2017 | Input | AF | DELIV | LIFE
FT-ELCHYD0 | Fuel Tech - Hydro (ELC) | HYD | ELCHYD | Hydro (ELC) |  |  | 1.0092 | 1 |  | 60
|  |  | ELCHYR | Hydro, runriver (ELC) | 0.4 | 0.4
FT-ELCHYM0 | Fuel Tech - Hydro Small (ELC) | HYD | ELCHYM | Hydro, mini (ELC) |  |  | 1.0092 | 1
FT-ELCGEO0 | Fuel Tech - Geothermal (ELC) | GEO | ELCGEO | Geothermal (ELC) |  |  | 1 | 1 |  | 60
FT-ELCSOL0 | Fuel Tech - Solar (ELC) | SOL | ELCSOL | Solar (ELC) |  |  | 1 | 1 |  | 60
FT-ELCTDL0 | Fuel Tech - Tide (ELC) | TDL | ELCTDL | Tide (ELC) |  |  | 1 | 1 |  | 60
FT-ELCWIN0 | Fuel Tech - Wind (ELC) | WIN | ELCWIN | Wind (ELC) |  |  | 1.0092 | 1 |  | 60
ELCHYSS00 | Hydro seasonal storage | ELCHYD | ELCHYD | Hydro (ELC) |  |  |  | 1
ELCHYSW00 | Hydro weekly storage | ELCHYD | ELCHYD | Hydro (ELC) |  |  |  | 1
ELCHYSD00 | Hydro daynite storage | ELCHYD | ELCHYD | Hydro (ELC) |  |  |  | 1
ELCWOF000 | Load Tech - Wind Offshore (ELC) | ELCWIN | ELCWOF | Wind-off (ELC) |  |  | 1 | 1
~FI_T: FIN
TechName | TechDesc | Comm-IN | Comm-OUT | CommDesc | Input | Input~2017 | EFF | CEFF | AF | START | DELIV | Share~UP~2017 | Share~UP~2030 | Share~UP~2050 | Input~2030 | Input~2050 | LIFE
ELCELC000 | Distr Tech - Electricity (ELC) | ELCC |  |  |  | 1 |  |  | 1 | [7 empty] | 60
|  |  | ELCM | Electricity (Intermediate)
|  |  | ELCE | Electricity (ELC)
ELCELC100 | Distr Tech - Electricity (ELC) | ELCM |  |  |  | 1 |  |  | 1 | [7 empty] | 60
|  |  | ELCD | Electricity (Decentralized) | [13 empty] | Shares | Shares
ELCHET000 | Distr Tech - heat large (ELC) | HET1 |  |  | 0.45012 | 0.48566 | [8 empty] | 0.50557 | 0.5201 | 60 | 0.24446 | 0.24255
|  | HET3 |  |  | 0.54988 | 0.51434 | [8 empty] | 0.49443 | 0.4799 |  | 0.1817 | 0.15613
|  | DHET1+3 | HET | District heat | 1 | 1 |  |  | 1 | [8 empty] | 0.29864 | 0.25688
ELCHET100 | Distr Tech - heat small (ELC) | HET2 |  |  |  |  | 1 |  |  | 2010 |  | 0.3119 |  |  |  |  | 60
|  | HET4 | [9 empty] | 0.6981 | 0.7581 | 0.8381
|  |  | HET | District heat
ELCDHC101 | Distr pump to heat 1 | DHC1 | HET1 | District heat |  | 1
ELCDHC103 | Distr pump to heat 3 | DHC3 | HET3 | District heat |  | 1 |  |  |  | 2010
ELCDHC201 | Distr pump to cool | DHC1 | DCOOL | District COOL |  |  | 1
|  | HET1 | [5 empty] | 0.84
ELCDHC203 | Distr pump to cool | DHC3 | DCOOL | District COOL |  |  | 1 |  |  | 2010
|  | HET3 | [5 empty] | 0.84
Technologies to produce Multi-fuels |  |  |  |  | ~FI_T: FIN~EUR10
TechName | TechDesc | Comm-IN | Comm-OUT | CommDesc | CommGrp | Input | ACT_EFF | Share~UP | AF | START | DELIV | LIFE | INVCOST | VAROM
FT-ELCHOIL0 | Fuel Tech - Mixed oil (ELC) | OILDST |  |  | NRG |  | 1 |  | 1 | 2010 |  | 10
BIODST
|  | OILHFO | [5 empty] | 0.9
|  |  | ELCGOI | HFO+DST - mixed fuel (ELC)
FT-ELCBIOL0 | Fuel Tech - Bio-oils (ELC) | BIOGLQ |  |  | NRG |  | 1 |  |  | 2010 |  | 10
BIODST
|  |  | ELCBLQ | Bio-oil (ELC)
FT-ELCDST0 | Fuel Tech - Light oil (ELC) | BIODST |  |  | NRG |  | 1 |  | 1 | 2010 |  | 10
OILDST
|  |  | ELCDST | Distillate oil (ELC)
FT-ELCNGA1 | Fuel Tech - Natural Gas (ELC) | GASNGA |  |  | NRG |  | 1 |  | 1 | 2010 |  | 60 | 13.5
SYNGAS
|  | SYNHY0 | [5 empty] | 0.15
|  |  | ELCNGA | Natural gas (ELC)
FT-ELCOIL1 | Fuel Tech - Oil (ELC) | OILHFO |  |  |  | 1 |  |  |  | 2010 |  | 10
ELCOIL
FT-ELCRDF1 | Fuel Tech - Refuse derived fuel (ELC) | BIORDF |  |  |  | 1 |  |  |  | 2010 |  | 10
|  |  | ELCRDF | Refuse derived fuel (ELC)
FT-ELCHCO1 | Fuel Tech - Hard Coal (ELC) | COAHCO |  |  |  | 1 |  |  |  | 2010 | 0.41667 | 10
|  |  | ELCCOA | Coal (ELC)
FT-ELCBCO1 | Fuel Tech - Brown Coal (ELC) | COABCO |  |  |  | 1 |  |  |  | 2010 |  | 10
|  |  | ELCBCO | Peat (ELC)
FT-ELCBGS1 | Fuel Tech - Biogas (ELC) | BIOGAS |  |  |  | 1 |  |  |  | 2010 |  | 10
|  |  | ELCBGS | Biogas (ELC)
FT-ELCBIO10 | Fuel Tech - Biofuels (ELC) | BIOCHR |  |  |  | 1 |  |  |  | 2015 | 1.18
ELCBSL
FT-ELCBIO11 | Fuel Tech - Biowood (ELC) | BIOWOO |  |  |  | 1 |  |  |  | 2011 |  | 10 |  | 0.24
|  |  | ELCBIO | Solid biomass (ELC)
FT-ELCBIO12 | Fuel Tech - Biosolid (ELC) | BIOAGR |  |  |  | 1 |  |  |  | 2011 |  | 10 |  | 0.24
|  |  | ELCBIO | Solid biomass (ELC)
FT-ELCBIO19 | Fuel Tech - Imported Biomass 1 (ELC) | BIOTRD |  |  |  | 1 |  |  |  | 2015 |  |  |  | 0.35
|  |  | EL1BIO | Solid biomass (ELC)
ELCBIO201 | Dummy Tech - Biofuels 1 (ELC) | ELCBIO |  |  |  | 1 |  |  |  | 2010 |  |  |  | 0.46 |  | 0.7
|  |  | EL1BIO | Solid biomass (ELC)
ELCBIO202 | Dummy Tech - Biofuels 2 (ELC) | ELCBIO |  |  |  | 1 |  |  |  | 2010 |  |  |  | 0.11 |  | 0.35
|  |  | EL2BIO | Solid biomass (ELC)
ELCBIO203 | Dummy Tech - Biofuels 3 (ELC) | ELCBIO |  |  |  | 1 |  |  |  | 2010 |  |  |  | 0.18 |  | 0.42
|  |  | EL3BIO | Solid biomass (ELC)
ELCBIO301 | Dummy Tech - Biofuels steps for 1 (ELC) | ELCBIO |  |  |  | 1 |  |  |  | 2150 |  |  |  | 0.1
|  | DUM1 | EL1BIO | Solid biomass (ELC) | FIN |  | 1 |  |  |  | 0
|  | DUM2 | [8 empty] | 0.59196
|  | DUM3 | [8 empty] | 0.90438
|  | DUM4 | [8 empty] | 1.373
Note on L5: Need to be entered in the rows which have the respective input commodities
Note on K42: Need to be entered in the rows which have the respective input commodities
Note on M80: Need to be entered in the rows which have the respective input commodities

## ELC_New
[10 empty] | 2010 | 2017 | 2015 | 2020 | 2025 | 2030 | 2040 | 2050 | 2070 | 2100 | 0.001 | [5 empty] | ECAP | 1 |  |  | 10%
~FI_T: FIN
TechName | TechDesc | Comm-IN | Comm-OUT | AF | EFF | EFF~2017 | AFA | AFA~2017 | AFA~2020 | RESID~2010 | RESID~2017 | \I: RESID~2015 | RESID~2020 | RESID~2025 | RESID~2030 | RESID~2040 | RESID~2050 | RESID~2070 | RESID~2100 | Cap2Act | PEAK | CEH | CEH~2017 | AFAC~2020 | AFAC~0 | \I: Calc | \I: Calc-CHPR | \I: Calc-CHPR | \I: Calc-Eff | \I: Calc-Eff | \I: CEH Default | \I: CEFF
EOILGEN00 | EPLT: Existing OIL-based capacity | ELCOIL | ELCC | 0.95 | 38.75% | 33% | 0.0072478 | 0.015996 | 0.2 | 977.4565 | 325.5225 | 389.6888 | 229.2731 | 201.5515 | 173.83 | 150.8114 | 0 |  |  | 0.031536 | 1
EGASGEN00 | EPLT: Existing GAS-based capacity | ELCNGA | ELCC | 0.95 | 43.2% | 43.2% | 0.06104 | 0.002415 | 0.7 | 350 | 321.1308 | 331.3747 | 305.765 | 185.4767 | 65.1885 | 0 |  |  |  | 0.031536 | 1
ECOAGEN00 | EPLT: Existing COA-based capacity | ELCCOA | ELCC | 0.95 | 40.38% | 37.05% | 0.58771 | 0.14299 | 0.75 | 1879 | 1399.4 | 1769 | 845 | 702.5 | 560 | 560 | 0 |  |  | 0.031536 | 1
EBCOGEN00 | EPLT: Existing BCO-based capacity | ELCBCO | ELCC | 0.95 | 38.4% | 36.46% | 0.79333 | 0.15833 | 0.7 | 367.1047 | 297.377 | 300 | 293.4426 | 223.7705 | 154.0984 | 85.2459 | 0 |  |  | 0.031536 | 1
EBIOGEN00 | EPLT: Existing BIO-based capacity | ELCBIO | ELCC | 0.95 | 35.36% | 37.83% | 0.79333 | 0.6601 | 0.7 | 181.9478 | 104.729 | 114.5326 | 90.0236 | 84.132 | 78.2404 | 17.9104 | 0 |  |  | 0.031536 | 1
EHYDRUN00 | EPLT: Existing HYD-based capacity | ELCHYR | ELCC | 0.9 | 100% | 100% | 0.40595 | 0.44963 |  | 1440.4551 | 1486.9214 | 1534.8866 | 1534.8866 | 1486.9214 | 1486.9214 | 1486.9214 | 1486.9214 | 1486.9214 | 1486.9214 | 0.031536 | 0.75
EHYDDAM00 | EPLT: Existing HYD-based capacity | ELCHYD | ELCC | 0.9 | 100% | 100% | 0.52854 | 0.58541 |  | 1659.5449 | 1713.0786 | 1768.3392 | 1768.3392 | 1713.0786 | 1713.0786 | 1713.0786 | 1713.0786 | 1713.0786 | 1713.0786 | 0.031536 | 0.75
ENUCGEN10 | EPLT: Existing NUC-based capacity | ELCNUC | ELCC | 1 | 31.37% | 31.51% | 0.91304 | 0.88571 | 0.92 | 2710 | 2766 | 2750 | 1010 | 1010 | 1010 | 505 | 0 | 0 |  | 0.031536 | 1
ENUCGEN20 | EPLT: Existing NUC-based capacity | ELCNUC | ELCC | 1 | 31.37% | 31.51% | 0.91304 | 0.88571 | 0.92 | 0 | 0 | 0 | 1780 | 1780 | 1780 | 1780 | 890 | 0 |  | 0.031536 | 1
ENUCGEN30 | EPLT: Existing NUC-based capacity | ELCNUC | ELCC | 1 | 36.5% | 36.5% | 0 | 0 | 0.92 | 0 | 0 | 0 | 610 | 1600 | 1600 | 1600 | 1600 | 1600 |  | 0.031536 | 1
EGEOGEN00 | EPLT: Existing GEO-based capacity | ELCGEO | ELCC | 0.9 | 10% | 10% | 0.75 | 0.75 | 0.75 | 0 | 0 | [8 empty] | 0.031536 | 1
EWINGEN00 | EPLT: Existing WIN-based capacity | ELCWIN | ELCC | [6 empty] | 197 | 1611.3587 | 900 | 2500 | 3000 | 3000 | 2100 | 1000 | 1000 | 0 | 0.031536 | 0.1
ESOLGEN00 | EPLT: Existing SOL-based capacity | ELCSOL | ELCC | [6 empty] | 7 | 113 | 15 | 260 | 400 | 400 | 400 | 120 |  |  | 0.031536 | 0.5
\I:
DHPGEOP00 | CHP: Existing GEO-based capacity | ELCGEO | ELCC | 0.95 | 89.11% | 89.11% | 0.55 | 0.55 |  | 0 | 0 | 0 | 0 | 0 | 0 |  |  |  |  | 0.031536 | 1 | 0 | 0 |  |  |  | 0.01 | 0.01
DHPBMUP100 | CHP: Existing BMU-based capacity | ELCBMU | ELCC | 0.95 | 25.71% | 25.55% | 0.37522 | 0.47507 | 0.654 | 32.1422 | 38.5706 | 38.5706 | 48.2133 | 48.2133 | 48.2133 | 48.2133 | 16.0711 |  |  | 0.031536 | 1 | 0 | 0 |  |  |  | 1.8 | 1.8183 | 72% | 72% | 1
DHPBMUP200 | CHP: Existing BMU-based capacity | ELCBMU | ELCC | 0.95 | 25.71% | 25.55% | 0.37522 | 0.47507 | 0.654 | 24.3009 | 29.1611 | 29.1611 | 36.4514 | 36.4514 | 36.4514 | 36.4514 | 12.1505 |  |  | 0.031536 | 1 | 0 | 0 |  |  |  | 1.8 | 1.8183 | 72% | 72% | 1
DHPBMUP300 | CHP: Existing BMU-based capacity | ELCBMU | ELCC | 0.95 | 25.71% | 25.55% | 0.37522 | 0.47507 | 0.654 | 15.0359 | 18.0431 | 18.0431 | 22.5539 | 22.5539 | 22.5539 | 22.5539 | 7.518 |  |  | 0.031536 | 1 | 0 | 0 |  |  |  | 1.8 | 1.8183 | 72% | 72% | 1
DHPBMUP400 | CHP: Existing BMU-based capacity | ELCBMU | ELCC | 0.95 | 25.71% | 25.55% | 0.37522 | 0.47507 | 0.654 | 18.5209 | 22.2251 | 22.2251 | 27.7814 | 27.7814 | 27.7814 | 27.7814 | 9.2605 |  |  | 0.031536 | 1 | 0 | 0 |  |  |  | 1.8 | 1.8183 | 72% | 72% | 1
\I:
DHPOILP100 | CHP: Existing OIL-based capacity | ELCOIL | ELCC | 0.95 | 9.816% | 50.52% | 0.070425 | 0.050064 | 0.5 | 1.8507 | 11.4245 | 0 | 0 | [6 empty] | 0.031536 | 1 | 0 | 0 |  |  | 1 | 7.9737 | 0.77627 | 88.09% | 89.74% | 1
DHPGASP100 | CHP: Existing GAS-based capacity | ELCNGA | ELCC | 0.95 | 33.47% | 48.99% | 0.2881 | 0.048502 | 0.55 | 489.6956 | 586.174 | 586.174 | 586.174 | 292.7631 | 292.7631 | 0 |  |  |  | 0.031536 | 1 | -0.1 | -0.1 | 1.7244 | 5 | 2 | 1.5103 | 0.54391 | 84.03% | 75.64% | 10 | 0.52
DHPCOAP100 | CHP: Existing COA-based capacity | ELCCOA | ELCC | 0.95 | 31.26% | 30.65% | 0.57181 | 0.45058 | 0.55 | 304.4758 | 348.753 | 291.3082 | 202.2784 | 0 | [5 empty] | 0.031536 | 1 | -0.14286 | -0.14286 | 1.425 | 5 | 3 | 1.8048 | 1.9316 | 87.67% | 89.85% | 7 | 0.4
DHPBCOP100 | CHP: Existing BCO-based capacity | ELCBCO | ELCC | 0.95 | 27.87% | 27.03% | 0.55116 | 0.39181 | 0.55 | 49.1554 | 55.7159 | 0 | 55.7159 | 55.7159 | 55.7159 | 55.7159 | 55.7159 |  |  | 0.031536 | 1 | 0 | 0 |  |  | 4 | 2.0512 | 2.1621 | 85.03% | 85.47% | 1
DHPBIOP100 | CHP: Existing BIO-based capacity | ELCBIO | ELCC | 0.95 | 27.77% | 28.07% | 0.9321 | 0.66261 | 0.66261 | 10.8638 | 44.1881 | 0 | 121.6056 | 121.6056 | 121.6056 | 121.6056 | 121.6056 |  |  | 0.031536 | 1 | 0 | 0 |  |  | 5 | 1.9879 | 2.0226 | 82.98% | 84.85% | 1
\I:
DHPOILP200 | CHP: Existing OIL-based capacity | ELCOIL | ELCMP | 0.95 | 9.816% | 50.13% | 0.048418 | 0.03035 | 0.5 | 1.0778 | 17.0875 | 0 | 0 | [6 empty] | 0.031536 | 1 | 0 | 0 |  |  | 1 | 7.9737 | 0.79011 | 88.09% | 89.74% | 1
DHPGASP200 | CHP: Existing GAS-based capacity | ELCNGA | ELCMP | 0.95 | 30.91% | 47.64% | 0.19807 | 0.0075916 | 0.55 | 280.3718 | 481.1777 | 538.3647 | 395.397 | 395.397 | 310.1203 | 122.6247 | 0 |  |  | 0.031536 | 1 | 0 | 0 |  |  | 2 | 1.7188 | 0.58777 | 84.03% | 75.64% | 1
DHPCOAP200 | CHP: Existing COA-based capacity | ELCCOA | ELCMP | 0.95 | 28.39% | 27.64% | 0.43576 | 0 | 0.55 | 0.72097 | 0 | [8 empty] | 0.031536 | 1 | 0 | 0 |  |  | 3 | 2.0879 | 2.2505 | 87.67% | 89.85% | 1
DHPBCOP200 | CHP: Existing BCO-based capacity | ELCBCO | ELCMP | 0.95 | 24.97% | 24.06% | 0.37892 | 0.23752 | 0.55 | 46.3695 | 58.6647 | 58.6647 | 53.2596 | 23.7004 | 0 |  |  |  |  | 0.031536 | 1 | 0 | 0 |  |  | 4 | 2.4061 | 2.5522 | 85.03% | 85.47% | 1
DHPBIOP200 | CHP: Existing BIO-based capacity | ELCBIO | ELCMP | 0.95 | 24.97% | 25.19% | 0.64083 | 0.4017 | 0.55 | 107.3513 | 204.6731 | 208.4729 | 198.9734 | 167.8032 | 117.3372 | 72.2147 | 0 |  |  | 0.031536 | 1 | 0 | 0 |  |  | 5 | 2.3235 | 2.3686 | 82.98% | 84.85% | 1
\I:
DHPOILP300 | CHP: Existing OIL-based capacity | ELCOIL | ELCC | 0.95 | 9.816% | 50.67% | 0.045485 | 0.041461 | 0.5 | 5.3194 | 29.184 | 29.184 | 0 | [6 empty] | 0.031536 | 1 | 0 | 0 |  |  | 1 | 7.9737 | 0.77093 | 88.09% | 89.74% | 1
DHPGASP300 | CHP: Existing GAS-based capacity | ELCNGA | ELCC | 0.95 | 34.45% | 49.5% | 0 | 0.16961 | 0.55 | 0 | 15.4809 | 2.3562 | 2.3562 | 2.3562 | 2.3562 | 2.3562 | 0 |  |  | 0.031536 | 1 | 0 | 0 |  |  | 2 | 1.4393 | 0.5279 | 84.03% | 75.64% | 1
DHPCOAP300 | CHP: Existing COA-based capacity | ELCCOA | ELCC | 0.95 | 32.35% | 31.79% | 0.40936 | 0.028316 | 0.55 | 132.6171 | 136.2143 | 136.2143 | 136.2143 | 136.2143 | 136.2143 | 136.2143 | 0 |  |  | 0.031536 | 1 | -0.13835 | -0.14142 | 1.445 | 5 | 3 | 1.7106 | 1.8264 | 87.67% | 89.85% | 7 | 0.4
DHPBCOP300 | CHP: Existing BCO-based capacity | ELCBCO | ELCC | 0.95 | 28.97% | 28.15% | 0.35597 | 0.32448 | 0.55 | 629.144 | 433.4207 | 433.4207 | 377.0907 | 185.0418 | 0 |  |  |  |  | 0.031536 | 1 | -0.14286 | -0.14286 | 1.4086 | 5 | 4 | 1.9352 | 2.0357 | 85.03% | 85.47% | 7 | 0.4
DHPBIOP300 | CHP: Existing BIO-based capacity | ELCBIO | ELCC | 0.95 | 28.83% | 29.17% | 0.60201 | 0.42926 | 0.55 | 226.6491 | 416.9749 | 456.1607 | 358.1963 | 157.7988 | 0 |  |  |  |  | 0.031536 | 1 | 0 | 0 |  |  | 5 | 1.8777 | 1.9092 | 82.98% | 84.85% | 1
\I:
DHPOILP400 | CHP: Existing OIL-based capacity | ELCOIL | ELCMP | 0.95 | 9.816% | 48.89% | 0.039494 | 0.036743 | 0.5 | 4.9742 | 27.8772 | 27.8772 | 27.8772 | 6.6297 | 0 |  |  |  |  | 0.031536 | 1 | 0 | 0 |  |  | 1 | 7.9737 | 0.83551 | 88.09% | 89.74% | 1
DHPGASP400 | CHP: Existing GAS-based capacity | ELCNGA | ELCMP | 0.95 | 22.05% | 42.97% | 0.16157 | 0 | 0.55 | 0.94313 | 3.9768 | 3.9768 | 3.9768 | 3.9768 | 3.9768 | 0 |  |  |  | 0.031536 | 1 | 0 | 0 |  |  | 2 | 2.8103 | 0.7602 | 84.03% | 75.64% | 1
DHPCOAP400 | CHP: Existing COA-based capacity | ELCCOA | ELCMP | 0.95 | 18.51% | 17.27% | 0.35545 | 0.031639 | 0.55 | 11.0345 | 38.8354 | 35.7593 | 43.4495 | 33.6445 | 33.6445 | 7.6902 | 7.6902 |  |  | 0.031536 | 1 | 0 | 0 |  |  | 3 | 3.7358 | 4.2014 | 87.67% | 89.85% | 1
DHPBCOP400 | CHP: Existing BCO-based capacity | ELCBCO | ELCMP | 0.95 | 14.95% | 13.83% | 0.30908 | 0.28755 | 0.55 | 129.909 | 80.5964 | 80.5964 | 50.4492 | 21.0073 | 0 |  |  |  |  | 0.031536 | 1 | 0 | 0 |  |  | 4 | 4.6863 | 5.1817 | 85.03% | 85.47% | 1
DHPBIOP400 | CHP: Existing BIO-based capacity | ELCBIO | ELCMP | 0.95 | 15.3% | 15.24% | 0.52271 | 0.21179 | 0.55 | 77.315 | 185.1018 | 207.4238 | 151.6188 | 118.9191 | 57.2927 | 0 |  |  |  | 0.031536 | 1 | 0 | 0 |  |  | 5 | 4.4238 | 4.5658 | 82.98% | 84.85% | 1
\I:
HETOILP100 | HET: Existing OIL-based capacity | ELCOIL | HET1 | 0.95 | 93.26% | 89.64% | 0.0426 | 0.043854 | 0.2 | 1.1269 | 1.2222 | 1.2222 | 0.65412 | 0.13597 | 0.07166 | 0 |  |  |  | 31.536
HETGASP100 | HET: Existing GAS-based capacity | ELCNGA | HET1 | 0.95 | 93.74% | 85.75% | 0.11342 | 0.02736 | 0.3 | 0.4645 | 0.4354 | 0.4795 | 0.3695 | 0.224 | 0.13 | 0 |  |  |  | 31.536
HETCOAP100 | HET: Existing COA-based capacity | ELCCOA | HET1 | 0.95 | 96.36% | 71.93% | 0.3408 | 0.01 | 0.5 | 0.0094496 | 0 | [8 empty] | 31.536
HETBCOP100 | HET: Existing BCO-based capacity | ELCBCO | HET1 | 0.95 | 87.57% | 87.53% | 0.3408 | 0.01 | 0.5 | 0.0015683 | 0 | [8 empty] | 31.536
HETBIOP100 | HET: Existing BIO-based capacity | ELCBIO | HET1 | 0.95 | 89.29% | 87.53% | 0.3408 | 0.35083 | 0.5 | 0.09136 | 0.45389 | 0.38691 | 0.45389 | 0.45389 | 0.45389 | 0.4199 | 0 |  |  | 31.536
\I:
HETOILP200 | HET: Existing OIL-based capacity | ELCOIL | HET2 | 0.95 | 93.26% | 89.64% | 0.04724 | 0.02825 | 0.2 | 0.5827 | 0.35902 | 0.35902 | 0.24103 | 0.12826 | 0.10607 | 0.00019994 | 0 |  |  | 31.536
HETGASP200 | HET: Existing GAS-based capacity | ELCNGA | HET2 | 0.95 | 93.74% | 85.75% | 0.18896 | 0.051374 | 0.3 | 1.1172 | 1.0664 | 1.1783 | 0.8989 | 0.4846 | 0.4061 | 0.0225 | 0 |  |  | 31.536
HETCOAP200 | HET: Existing COA-based capacity | ELCCOA | HET2 | 0.95 | 96.36% | 71.93% | 0.37792 | 0.01 | 0.5 | 0.0027985 | 0 | [8 empty] | 31.536
HETBCOP200 | HET: Existing BCO-based capacity | ELCBCO | HET2 | 0.95 | 87.57% | 87.53% | 0.37792 | 0.38109 | 0.5 | 0.0077427 | 0.017324 | 0.017007 | 0.017324 | 0.017038 | 0.017038 | 0.015725 | 0 |  |  | 31.536
HETBIOP200 | HET: Existing BIO-based capacity | ELCBIO | HET2 | 0.95 | 89.29% | 87.53% | 0.37792 | 0.38109 | 0.5 | 0.069781 | 0.35158 | 0.34515 | 0.35158 | 0.34579 | 0.34579 | 0.31914 | 0 |  |  | 31.536
\I:
HETOILP300 | HET: Existing OIL-based capacity | ELCOIL | HET3 | 0.95 | 93.26% | 89.64% | 0.049027 | 0.02079 | 0.2 | 1.9861 | 1.5312 | 1.5312 | 1.2163 | 0.78585 | 0.61386 | 0 |  |  |  | 31.536
HETGASP300 | HET: Existing GAS-based capacity | ELCNGA | HET3 | 0.95 | 93.74% | 85.75% | 0.19611 | 0.01 | 0.3 | 0.019133 | 5.3134e-05 | 0.00017413 | 0.00012164 | 7.859e-05 | 6.139e-05 | 0 |  |  |  | 31.536
HETCOAP300 | HET: Existing COA-based capacity | ELCCOA | HET3 | 0.95 | 96.36% | 71.93% | 0.31959 | 0.30275 | 0.5 | 0.00016908 | 0.0029847 | 0.0029847 | 0.0023709 | 0.0015318 | 0.0011966 | 0 |  |  |  | 31.536
HETBCOP300 | HET: Existing BCO-based capacity | ELCBCO | HET3 | 0.95 | 87.57% | 87.53% | 0.39222 | 0.30275 | 0.5 | 0.11982 | 0.10538 | 0.10538 | 0.079252 | 0.074096 | 0.072674 | 0.046755 | 0 |  |  | 31.536
HETBIOP300 | HET: Existing BIO-based capacity | ELCBIO | HET3 | 0.95 | 89.29% | 87.53% | 0.12503 | 0.30275 | 0.5 | 0.21408 | 0.28011 | 0.28011 | 0.21065 | 0.19694 | 0.19316 | 0.12427 | 0 |  |  | 31.536
\I:
HETOILP400 | HET: Existing OIL-based capacity | ELCOIL | HET4 | 0.95 | 93.26% | 89.64% | 0.073718 | 0.049334 | 0.2 | 2.8173 | 1.4475 | 1.4475 | 1.1923 | 0.64158 | 0.35854 | 0.067798 | 0 |  |  | 31.536
HETGASP400 | HET: Existing GAS-based capacity | ELCNGA | HET4 | 0.95 | 93.74% | 85.75% | 0.074445 | 0.031676 | 0.3 | 0.0104 | 0.0103 | 0.0104 | 0.0104 | 0.0104 | 0.0104 | 6.52e-06 | 0 |  |  | 31.536
HETCOAP400 | HET: Existing COA-based capacity | ELCCOA | HET4 | 0.95 | 96.36% | 71.93% | 0.13026 | 0.39467 | 0.5 | 0.00014938 | 0.029765 | 0.029765 | 0.024517 | 0.013193 | 0.0073727 | 0.0013941 | 0 |  |  | 31.536
HETBCOP400 | HET: Existing BCO-based capacity | ELCBCO | HET4 | 0.95 | 87.57% | 87.53% | 0.58974 | 0.39467 | 0.58974 | 0.18737 | 0.28063 | 0.28063 | 0.26058 | 0.18767 | 0.16559 | 0.056114 | 0 |  |  | 31.536
HETBIOP400 | HET: Existing BIO-based capacity | ELCBIO | HET4 | 0.95 | 89.29% | 87.53% | 0.15201 | 0.39467 | 0.5 | 1.1368 | 1.3689 | 1.3689 | 1.2711 | 0.91544 | 0.80773 | 0.27372 | 0 |  |  | 31.536
\I:
HETBMUP100 | HET: Existing BMU-based capacity | ELCBMU | HET1 | 0.95 | 77.03% | 78.96% | 0.6 |  |  | 0.01915 | 0.088697 | 0.088697 | 0.088697 | 0.088697 | 0.088697 | 0.088697 | 0 |  |  | 31.536
HETBMUP200 | HET: Existing BMU-based capacity | ELCBMU | HET2 | 0.95 | 77.03% | 78.96% | 0.6 |  |  | 0.011244 | 0.05208 | 0.05208 | 0.05208 | 0.05208 | 0.05208 | 0.05208 | 0 |  |  | 31.536
HETBMUP300 | HET: Existing BMU-based capacity | ELCBMU | HET3 | 0.95 | 77.03% | 78.96% | 0.6 |  |  | 0.0065994 | 0.030567 | 0.030567 | 0.030567 | 0.030567 | 0.030567 | 0.030567 | 0 |  |  | 31.536
HETBMUP400 | HET: Existing BMU-based capacity | ELCBMU | HET4 | 0.95 | 77.03% | 78.96% | 0.6 |  |  | 0.014677 | 0.067979 | 0.067979 | 0.067979 | 0.067979 | 0.067979 | 0.067979 | 0 |  |  | 31.536
HETGEOP100 | HET: Existing GEO-based capacity | ELCGEO | HET1 | 0.95 | 100% | 100% | 0.65 | 0.65 | 0.65 | 0.033545 | 0.058297 | 0.055996 | 0.055996 | 0.054147 | 0.054147 | 0.0031696 | 0 |  |  | 31.536
HETGEOP200 | HET: Existing GEO-based capacity | ELCGEO | HET2 | 0.95 | 100% | 100% | 0.65 | 0.65 | 0.65 | 0.0036014 | 0.0062588 | 0.0060117 | 0.0060117 | 0.0058132 | 0.0058132 | 0.00034029 | 0 |  |  | 31.536
HETGEOP300 | HET: Existing GEO-based capacity | ELCGEO | HET3 | 0.95 | 100% | 100% | 0.65 | 0.65 | 0.65 | 3.8258e-05 | 6.6489e-05 | 6.3864e-05 | 6.3864e-05 | 6.1755e-05 | 6.1755e-05 | 3.6149e-06 | 0 |  |  | 31.536
HETGEOP400 | HET: Existing GEO-based capacity | ELCGEO | HET4 | 0.95 | 100% | 100% | 0.65 | 0.65 | 0.65 | 0.00091564 | 0.0015913 | 0.0015285 | 0.0015285 | 0.001478 | 0.001478 | 8.6518e-05 | 0 |  |  | 31.536
~FI_T: FIN
TechName | TechDesc | Comm-IN | Comm-OUT | CommGrp | LimType | Attribute | 2010~UP | 2017~UP | 2025~UP | CHPR~2010 | CHPR~2017 | AFA~LO | AFA~LO~2017 | AFA~LO~0 | AFA~FX | AFA~FX~2017 | AFA~FX~2020 | AFAC~2020 | AFAC~0 | INPUT~0 | VA_Attrib_TC~HET | VA_Attrib_TC~HET~2017
EWINGEN00 |  |  | ELCC |  |  | ACTFLO | 1 | [7 empty] | 0.16884 | 0.3367 | 0.3367
ESOLGEN00 |  |  | ELCC |  |  | ACTFLO | 1 | [7 empty] | 0.080808 | 0.043706 | 0.11986
EOILGEN00 | [11 empty] | 0.0061057 | 0.014682 | 1
EGASGEN00 | [11 empty] | 0.058843 | 0.0013676 | 1
ECOAGEN00 |  | ELCBSL | [9 empty] | 0.58089 | 0.14057 | 1
EBCOGEN00 | [11 empty] | 0.77678 | 0.15423 | 1
EBIOGEN00 | [11 empty] | 0.77678 | 0.64616 | 1
DHPBMUP100 |  |  | HET1 |  | FX |  |  |  |  | 1.8 | 1.8183 | 0.3515 | 0.45507 | 1
DHPBMUP200 |  |  | HET2 |  | FX |  |  |  |  | 1.8 | 1.8183 | 0.3515 | 0.45507 | 1
DHPBMUP300 |  |  | HET3 |  | FX |  |  |  |  | 1.8 | 1.8183 | 0.3515 | 0.45507 | 1
DHPBMUP400 |  |  | HET4 |  | FX |  |  |  |  | 1.8 | 1.8183 | 0.3515 | 0.45507 | 1
DHPGEOP00 |  | DHET1+3 | HET |  | FX | INPUT | 0.6 |  |  | 0.01 | 0.01
HETRECP00 | HET: Existing REC-based capacity | DHET1+3 | HET |  |  | INPUT | 0.6
HETRECP00 | HET: Existing REC-based capacity | RECHET |  |  |  | INPUT | 1
\I:
DHPOILP100 |  |  | HET1 |  | FX |  |  |  |  | 7.9737 | 0.77627 | [13 empty] | 1
DHPGASP100 |  |  | HET1 |  | UP |  |  |  |  | 1.5103 | 0.54391 | 0.28234 | 0.047532 | 1 |  |  |  | 0.11463 | 5 | [5 empty] | 2
DHPCOAP100 |  | ELCBIO | HET1 | NRG | UP | SHARE-I | 0.05 | 0.17 | 0.25 | 1.8048 | 1.9316 | [6 empty] | 0.48059 | 5 | [5 empty] | 3
DHPBCOP100 |  | ELCBIO | HET1 | NRG | FX | SHARE-I | 0.15 | 0.3 | 0.4 | 2.0512 | 2.1621 | [13 empty] | 4
DHPBIOP100 |  | ELCBCO | HET1 |  | FX |  |  |  |  | 1.9879 | 2.0226 | [13 empty] | 5
\I:
DHPOILP200 |  |  | HET2 |  | FX |  |  |  |  | 7.9737 | 0.79011 | [13 empty] | 1
DHPGASP200 |  |  | HET2 |  | FX |  |  |  |  | 1.7188 | 0.58777 | 0.19411 | 0.0074398 | 1 | [10 empty] | 2
DHPCOAP200 |  | ELCBIO | HET2 | NRG | FX | SHARE-I | 0.1 | 0.25 | 0.3 | 2.0879 | 2.2505 | [13 empty] | 3
DHPBCOP200 |  | ELCBIO | HET2 | NRG | FX | SHARE-I | 0.2 | 0.4 | 0.5 | 2.4061 | 2.5522 | [13 empty] | 4
DHPBIOP200 |  | ELCBCO | HET2 |  | FX |  |  |  |  | 2.3235 | 2.3686 | [13 empty] | 5
\I:
DHPOILP300 |  |  | HET3 |  | FX |  |  |  |  | 7.9737 | 0.77093 | [13 empty] | 1
DHPGASP300 |  |  | HET3 |  | FX |  |  |  |  | 1.4393 | 0.5279 | [13 empty] | 2
DHPCOAP300 |  | ELCBIO | HET3 | NRG | UP | SHARE-I | 0.15 | 0.3 | 0.4 | 1.7106 | 1.8264 | [6 empty] | 0.45617 | 5 | [5 empty] | 3
DHPBCOP300 |  | ELCBIO | HET3 | NRG | UP | SHARE-I | 0.25 | 0.5 | 0.6 | 1.9352 | 2.0357 | [6 empty] | 0.50065 | 5 | [5 empty] | 4
DHPBIOP300 |  | ELCBCO | HET3 |  | FX |  |  |  |  | 1.8777 | 1.9092 | [13 empty] | 5
\I:
DHPOILP400 |  |  | HET4 |  | FX |  |  |  |  | 7.9737 | 0.83551 | [13 empty] | 1
DHPGASP400 |  |  | HET4 |  | FX |  |  |  |  | 2.8103 | 0.7602 | [13 empty] | 2
DHPCOAP400 |  | ELCBIO | HET4 | NRG | FX | SHARE-I | 0.15 | 0.3 | 0.4 | 3.7358 | 4.2014 | [13 empty] | 3
DHPBCOP400 |  | ELCBIO | HET4 | NRG | FX | SHARE-I | 0.25 | 0.5 | 0.6 | 4.6863 | 5.1817 | [13 empty] | 4
DHPBIOP400 |  | ELCBCO | HET4 |  | FX |  |  |  |  | 4.4238 | 4.5658 | [13 empty] | 5
\I:
HETGASP100 | [11 empty] | 0.09452 | 0.0228
HETGASP200 | [11 empty] | 0.15117 | 0.041099
HETGEOP100 |  | SUPELC |  |  |  | INPUT | 0.46219 | 0.44502 | [11 empty] | 0
HETGEOP200 |  | SUPELC |  |  |  | INPUT | 0.46219 | 0.44502 | [11 empty] | 0
HETGEOP300 |  | SUPELC |  |  |  | INPUT | 0.46219 | 0.44502 | [11 empty] | 0
HETGEOP400 |  | SUPELC |  |  |  | INPUT | 0.46219 | 0.44502 | [11 empty] | 0
\I:
DHPOILP100 |  |  |  |  | UP | [15 empty] | 0.7827 | 0.39217
DHPGASP100 |  | ETXGAS |  | ETXGAS | UP | ACT_EFF | 0.66214 | 1.8385 | [12 empty] | 0.50553 | 0.26647
DHPCOAP100 |  | ETXCOA |  | ETXCOA | UP | ACT_EFF | 0.55407 | 0.5177 | [12 empty] | 0.56416 | 0.59201
DHPBCOP100 |  | ETXPET |  | ETXPET | UP | ACT_EFF | 0.48751 | 0.46251 | [12 empty] | 0.57165 | 0.58438
DHPBIOP100 |  |  |  |  | UP | [15 empty] | 0.55207 | 0.56777
\I:
DHPOILP200 |  |  |  |  | UP | [15 empty] | 0.7827 | 0.39607
DHPGASP200 |  |  |  |  | UP | [15 empty] | 0.53121 | 0.28
DHPCOAP200 |  |  |  |  | UP | [15 empty] | 0.59281 | 0.62207
DHPBCOP200 |  |  |  |  | UP | [15 empty] | 0.60069 | 0.61406
DHPBIOP200 |  |  |  |  | UP | [15 empty] | 0.58011 | 0.5966
\I:
DHPOILP300 |  |  |  |  | UP | [15 empty] | 0.7827 | 0.39065
DHPGASP300 |  | ETXGAS |  | ETXGAS | UP | ACT_EFF | 0.69479 | 1.8943 | [12 empty] | 0.49579 | 0.26133
DHPCOAP300 |  | ETXCOA |  | ETXCOA | UP | ACT_EFF | 0.5846 | 0.54752 | [12 empty] | 0.55329 | 0.5806
DHPBCOP300 |  | ETXPET |  | ETXPET | UP | ACT_EFF | 0.51673 | 0.49124 | [12 empty] | 0.56064 | 0.57312
DHPBIOP300 |  |  |  |  | UP | [15 empty] | 0.54143 | 0.55683
\I:
DHPOILP400 |  |  |  |  | UP | [15 empty] | 0.7827 | 0.40848
DHPGASP400 |  |  |  |  | UP | [15 empty] | 0.61974 | 0.32667
DHPCOAP400 |  |  |  |  | UP | [15 empty] | 0.69162 | 0.72575
DHPBCOP400 |  |  |  |  | UP | [15 empty] | 0.7008 | 0.71641
DHPBIOP400 |  |  |  |  | UP | [15 empty] | 0.67679 | 0.69604
\I:
DHPCOAP100 |  | ELCBSL
DHPCOAP300 |  | ELCBSL

## ELC_EMI
Emission - Static coefficients |  |  |  |  | 4.9677 |  |  | Emissions on flows |  | ~FI_T: FLO_EMIS |  |  |  | Heat Recovery |  |  | ~FI_T: FLO_EMIS
Commodity | ELCCO2N | ELCCH4N | ELCN2ON | TRANO2N | N2O+NO2 | former CH4 | former N2O | TechName | TechDesc | CommGrp | ELCCO2N | ELCCH4N | ELCN2ON | TechName | TechDesc | CommName | CommGrp | 2017 | 2025
COAHCO | 92.7 | 1.2 | 1.6 | 130 | 2.2458 | 0.79 | 1.8051 | FT-ELCNGA0 |  | GASGWG | 56.1 | 1.5 | 1.5468 | DHPBIOP100 |  | RECHET | ELCBIO | 0 | 0.05
COABCO | 104.7 | 3.5 | 4 | 130 | 4.6458 | 0.79 | 1.8051 |  |  | GASNGA | 56.1 | 1.5 | 1.5468 | DHPBIOP200 |  | RECHET | ELCBIO | 0 | 0.05
COAOVC | 106.056 | 1.2 | 1.6 | 80 | 1.9974 | 0.79 | 1.8051 |  |  | SYNGAS | 0.1 | 5 | 0.9 | DHPBIOP300 |  | RECHET | ELCBIO | 0 | 0.05
COAGSC | 106.056 | 1.2 | 1.6 | 80 | 1.9974 | 0.79 | 1.8051 | FT-ELCOIL0 |  | OILCRD | 73.3333 | 3 | 1.6452 | DHPBIOP400 |  | RECHET | ELCBIO | 0 | 0.05
GASCOG | 44.4 | 1.2 | 1.6 | 80 | 1.9974 | 0.79 | 1.8051 |  |  | OILDST | 74.0667 | 2 | 3.9413 | DHPCOAP100 |  | RECHET | ELCBIO | 0 | 0.05
GASBFG | 0 | 1.2 | 1.6 | 80 | 1.9974 | 0.79 | 1.8051 |  |  | OILGSL | 69.3 | 5 | 2.2413 | DHPBCOP100 |  | RECHET | ELCBIO | 0 | 0.05
GASOXY | 0 | 1.2 | 1.6 | 80 | 1.9974 | 0.79 | 1.8051 |  |  | OILNAP | 73.3333 | 2 | 3.5935 | DHPCOAP200 |  | RECHET | ELCBIO | 0 | 0.05
OILPTC | 100.8333 | 3 | 1.6 | 80 | 1.9974 | 0.79 | 1.8051 |  |  | OILNGL | 63.0667 | 3 | 1.6452 | DHPBCOP200 |  | RECHET | ELCBIO | 0 | 0.05
OILCRL | 73.3333 | 3 | 0.9 | 150 | 1.6452 | 0.1558 | 0.33757 |  |  | OILKER | 71.8667 | 1 | 2.2413 | DHPCOAP300 |  | RECHET | ELCBIO | 0 | 0.05
OILCRH | 73.3333 | 3 | 0.9 | 150 | 1.6452 | 2.934 | 0.31785 |  |  | OILHFO | 77.3667 | 2 | 3.5935 | DHPCOAP300 |  | RECHET | ELCBSL | 0 | 0.05
OILCRD | 73.3333 | 3 | 0.9 | 150 | 1.6452 | 1.5449 | 0.32771 |  |  | OILPTC | 100.8333 | 3 | 1.9974 | DHPBCOP300 |  | RECHET | ELCBIO | 0 | 0.05
OILNGL | 63.0667 | 3 | 0.9 | 150 | 1.6452 | 1.3411 | 0 |  |  | OILLPG | 63.0667 | 1.5 | 1.5468 | DHPCOAP400 |  | RECHET | ELCBIO | 0 | 0.05
OILFEE | 73.3333 | 3 | 0.9 | 150 | 1.6452 | 0.1558 | 0.33757 |  |  | GASRFG | 56.1 | 1.5 | 1.5468 | DHPBCOP400 |  | RECHET | ELCBIO | 0 | 0.05
OILADD | 73.3333 | 3 | 0.9 | 150 | 1.6452 | 0.1558 | 0.33757 | FT-ELCCOA0 |  | COAHCO | 92.7 | 1.2 | 2.2458 | HETBIOP100 |  | RECHET | ELCBIO | 0 | 0.05
OILNCR | 73.3333 | 3 | 0.9 | 150 | 1.6452 | 0.1558 | 0.33757 |  |  | COAOVC | 106.056 | 1.2 | 1.9974 | HETBIOP200 |  | RECHET | ELCBIO | 0 | 0.05
OILGSL | 69.3 | 5 | 0.9 | 270 | 2.2413 | 6.92 | 6.6 |  |  | GASBFG | 0 | 1.2 | 1.9974 | HETBIOP300 |  | RECHET | ELCBIO | 0 | 0.05
OILAVG | 69.3 | 1 | 0.9 | 270 | 2.2413 | 60 | 6.86 |  |  | GASCOG | 44.4 | 1.2 | 1.9974 | HETBIOP400 |  | RECHET | ELCBIO | 0 | 0.05
OILJTG | 69.3 | 1 | 0.9 | 270 | 2.2413 | 2 | 6.4 |  |  | GASOXY | 0 | 1.2 | 1.9974
OILJTK | 71.5 | 1 | 0.9 | 270 | 2.2413 | 5.53 | 6.1 | FT-ELCBIO0 |  | BIOGLQ | 0.1 | 5 | 1.6452
OILKER | 71.8667 | 1 | 0.9 | 270 | 2.2413 | 5.53 | 6.1 |  |  | BIOSLD | 0.1 | 15 | 4.4471
OILDST | 74.0667 | 2 | 2.6 | 270 | 3.9413 | 1.32 | 3.36 |  |  | BIOWOO | 0.1 | 15 | 4.4471
OILHFO | 77.3667 | 2 | 2.6 | 200 | 3.5935 | 0.72 | 3.11 | FT-ELCBMU0 |  | BIOBIN | 52.9084 | 1 | 3.0471
OILNAP | 73.3333 | 2 | 2.6 | 200 | 3.5935 | 1.32 | 3.36 |  |  | BIOBMU | 39.9067 | 1 | 4.7452
OILWSP | 73.3333 | 2 | 2.6 | 200 | 3.5935 | 1.32 | 3.36 | FT-ELCHOIL0 |  | OILDST | 74.0667 | 2 | 3.9413
OILLUB | 73.3333 | 2 | 2.6 | 200 | 3.5935 | 1.32 | 3.36 |  |  | BIODST | 0.1 | 5 | 1.6452
OILASP | 80.6667 | 2 | 2.6 | 200 | 3.5935 | 1.32 | 3.36 |  |  | OILHFO | 77.3667 | 2 | 3.5935
OILWAX | 80.6667 | 2 | 2.6 | 200 | 3.5935 | 1.32 | 3.36 | FT-ELCBIOL0 |  | BIOGLQ | 0.1 | 5 | 1.6452
OILNSP | 73.3333 | 2 | 2.6 | 200 | 3.5935 | 1.32 | 3.36 |  |  | BIODST | 0.1 | 5 | 1.6452
GASNGA | 56.1 | 1.5 | 1.05 | 100 | 1.5468 | 14 | 0.62 | FT-ELCDST0 |  | BIODST | 0.1 | 5 | 1.6452
GASGWG | 56.1 | 1.5 | 1.05 | 100 | 1.5468 | 14 | 0.62 |  |  | OILDST | 74.0667 | 2 | 3.9413
GASRFG | 56.1 | 1.5 | 1.05 | 100 | 1.5468 | 0 | 0.62 | FT-ELCNGA1 |  | GASNGA | 56.1 | 1.5 | 1.5468
GASETH | 61.6 | 1.5 | 1.05 | 100 | 1.5468 | 0.13 | 0.62 |  |  | BIOGAS | 0.1 | 5 | 1.6452
GASLPG | 63.0667 | 1.5 | 1.05 | 100 | 1.5468 | 1.18 | 9 |  |  | SYNGAS | 0.1 | 5 | 1.6452
BIOCHR | 0.1 | 15 | 4 | 90 | 4.4471 | 0.02 | 8.89 | FT-ELCOIL1 |  | OILHFO | 77.3667 | 2 | 3.5935
BIOBSL | 0.1 | 15 | 4 | 90 | 4.4471 | 0.02 | 8.89 | FT-ELCBIO11 |  | BIOWOO | 0.1 | 15 | 4.4471
BIOBIN | 52.9084 | 1 | 2.6 | 90 | 3.0471 | 0.02 | 0 | FT-ELCBIO12 |  | BIOAGR | 0.1 | 15 | 4.4471
BIOBMU | 30.1 | 1 | 4 | 150 | 4.7452 | 0.02 | 0 | FT-ELCBGS1 |  | BIOGAS | 0.1 | 5 | 1.6452
BIOGLQ | 0.1 | 5 | 0.9 | 150 | 1.6452 | 0.02 | 0 | FT-ELCRDF1 |  | BIORDF | 30.1 | 1 | 4.7452
BIOREN | 0.1 | 10 | 2.6 | 150 | 3.3452 | 0.02 | 0 | FT-ELCHCO1 |  | COAHCO | 92.7 | 1.2 | 2.2458
Sources : | [7 empty] | FT-ELCBCO1 |  | COABCO | 104.7 | 3.5 | 4.6458
Trends in Canada's Greenhouse Gas Emissions ; 1990-1995. Environment Canada, 1997. | [7 empty] | FT-ELCBIO10 |  | BIOCHR | 0.1 | 3.5 | 4.6458
Canada's Greenhouse Gas Emissions : Estimates for 1990. Environment Canada, 1992. | [7 empty] | FT-ELCBIO19 |  | BIOTRD | 0.1 | 15 | 4.4471
For CO2: Revised 1996 IPCC Guidelines for National Greenhouse Gas Inventories
JT Houghton, LG Meira Filho, B Lim, K Treanton, I Mamaty, Y Bonduki,DJ Griggs and BA Callender (Eds)
IPCC/OECD/IEA. UK Meteorological Office, Bracknell.
Note on B39: Bio-energy
Note on B40: Bio-energy
Note on B43: Bio-energy
Note on B44: Bio-energy

## General
Parameters for electric and head grids
Calibration of Losses
| 2010 | 2017
LOSS | 8.8622 | 9.1564 | [5 empty] | 0.63942 | [7 empty] | 0.64371
ELCC+IMP | 252.91 | 252.774 |  | 2010 | Loss% | Volume | Loss | Loss% | Volume | Loss |  | 2017 | Loss% | Volume | Loss | Loss% | Volume | Loss
ELCM | 10.3267 | 8.8896 |  | ELCC | 2% | 245.3227 | 4.9065 | 1.279% | 245.3227 | 3.1373 |  | ELCC | 2% | 245.1908 | 4.9038 | 1.287% | 245.1908 | 3.1566
INDELC | 40.5696 | 32.5339 |  | ELCM | 2% | 128.6478 | 2.573 | 1.254% | 131.1537 | 1.6452 |  | ELCM | 2% | 137.4241 | 2.7485 | 1.265% | 139.8597 | 1.7692
EXP | 18.7882 | 6.4044 |  | ELCD | 3.5% | 123.9181 | 4.3371 | 2.178% | 127.3517 | 2.7732 |  | ELCD | 3.5% | 132.5766 | 4.6402 | 2.196% | 135.9914 | 2.9869
SUPPLY | 285.0181 | 287.793 |  | ELCE | 0.5% | 122.095 | 0.61048 | 0.3217% | 121.3583 | 0.39035 |  | ELCE | 0.5% | 111.7524 | 0.55876 | 0.3238% | 111.064 | 0.35968
INDCON | 141.8333 | 135.9498 |  | ELCIND | 1% | 143.266 | 1.4327 | 0.6417% | 142.7494 | 0.91607 |  | ELCIND | 1% | 137.3231 | 1.3732 | 0.646% | 136.8338 | 0.88396
TRACON | 2.1568 | 2.099 |  | TOTAL |  |  | 13.8597 |  |  | 8.8622 |  | TOTAL |  |  | 14.2245 |  |  | 9.1564
| ~FI_T: FIN | [7 empty] | Improvements |  |  |  | Lower Bounds |  | ~FI_T: ACT_BND~FIN
CommName | Attribute | 2010 | 2017 | 2020 | 2030 | 2050 | 2100 |  | 2030 | 2100 |  |  | TechName | CommName | BD | 2010 | 2017 | 0
ELCC | COM_IE | 0.98721 | 0.98713 | 0.98726 | 0.98769 | 0.98948 | 0.99292 |  | 1.0035 | 1.008 |  |  | \I: Constraints
ELCM | COM_IE | 0.98746 | 0.98735 | 0.98748 | 0.9879 | 0.98967 | 0.99304 |  | 1.0035 | 1.008 |  |  | FT-ELCNGA0 |  | LO | 29.8866 | 4.7671 | 11
ELCD | COM_IE | 0.97822 | 0.97804 | 0.97826 | 0.97899 | 0.98203 | 0.98786 |  | 1.0035 | 1.008 |  |  | FT-ELCOIL0 |  | LO | 13.6345 | 6.5724 | 11
ELCE | COM_IE | 0.99678 | 0.99676 | 0.9968 | 0.9969 | 0.99736 | 0.99823 |  | 1.0035 | 1.008 |  |  | FT-ELCCOA0 |  | LO | 109.0408 | 34.0955 | 11
INDELC | COM_IE | 0.99358 | 0.99354 | 0.99361 | 0.99383 | 0.99473 | 0.99646 |  | 1.0035 | 1.008 |  |  | FT-ELCBCO1 |  | LO | 67.3786 | 34.7836 | 11
HET | COM_IE | 0.90744 | 0.874 | 0.87515 | 0.87891 | 0.89811 | 0.93475 |  | 1.0035 | 1.0098
DHET1+3 | COM_IE | 0.59959 | 0.59959
| Market share constraints |  |  | ~FI_T: PRC_MARK~FIN
| TechName | CommName | CommGrp | BD | 2010 | 2017 | 2020 | 2030 | 2050 | 2070 | 2100 | \I:Description
| \I: Constraints for HPL |  |  |  | 2010 | 2017 | 2020 | 2030 | 2050 | 2070 | 2100 |  |  |  |  | 1 | 2 | 3 | 4
| HETBIOP100 | HET1 | HETBIOP100 | LO | 0.21709 | 0.40754 | 0.29649 | 0.26771 | 0.22152 | 0.18859 | 0.15285 |  |  |  | 2020 | 0.2 | 0.15 | 0.2 | 0.15
| HETBIOP200 | HET2 | HETBIOP200 | LO | 0.47078 | 0.48274 | 0.45193 | 0.39349 | 0.30417 | 0.2464 | 0.18877 |  |  |  | 2030 | 0.16 | 0.13 | 0.16 | 0.13
| HETBIOP300 | HET3 | HETBIOP300 | LO | 0.18403 | 0.20447 | 0.18884 | 0.17615 | 0.15448 | 0.1375 | 0.1175 |  |  |  | 2050 | 0.12 | 0.11 | 0.12 | 0.11
| HETBIOP400 | HET4 | HETBIOP400 | LO | 0.55949 | 0.70534 | 0.59256 | 0.50587 | 0.37277 | 0.2911 | 0.21406
\I:
| HETOILP100 | HET1 | HETOILP100 | LO |  |  | 0.059297 | 0.042834 | 0.026582
| HETOILP200 | HET2 | HETOILP200 | LO |  |  | 0.067789 | 0.051154 | 0.033458
| HETOILP300 | HET3 | HETOILP300 | LO |  |  | 0.037768 | 0.028183 | 0.018538
| HETOILP400 | HET4 | HETOILP400 | LO |  |  | 0.088885 | 0.065763 | 0.041004
Note on D34: Antti Lehtilä: Identification of constraint, together with CommName. Process name can be used for defining a common coefficient for all group members.

## IEAData2
Electricity |  |  |  | Region | FI_ | Tiny | 1e-09 |  | Y | USE IEA Data
[9 empty] | N | USE OPEC/NON OPEC in UPSTREAM
~Country | OECDEUR,Malta,Gibraltar | [9 empty] | FEQs
~-Country | CZECH,HUNGARY,POLAND,TURKEY,SLOVAKIA |  |  |  | UNITS CONVERSION |  |  | FEQ= | 0 |  | HYD | 1
~Year | 2010 |  |  | 1 ktoe = | 0.041868 | PJ |  | Avg elc Eff: | 100% |  | NUC | 1
~Units | 1 |  |  | 1 GWh = | 0.0036 | PJ |  | Heat EQ= | 1.0837 |  | WIN etc. | 2.5253
^IEA_O | 0 |  |  | 1 GW = | 31.536 | PJ |  | Avg heat Eff: | 92.28% |  | GEO | 6.0972
^IEA_LC | 0 |  |  | 1 TJ = | 0.001 | PJ
^IEA_SC | 0
Table 1A: IEA Data | [11 empty] | Table 2: Total Primary Equivalent Input
|  | PURE ELC |  | CHP |  |  | PURE HEAT |  | TOTAL OUTPUT |  |  | TOTAL INPUT TO ELC |  | TOTAL INPUT TO HEAT |  | TOTAL INPUT
|  | Input | Output (elec) | Input | Output (elec) | Ouput (heat) | Input | Ouput (heat)
|  | -0.041868 | 0.0036 | -0.041868 | 0.0036 | 0.001 | -0.041868 | 0.001 | 0.0036 | 0.001 |  | evaluated according to: |  | evaluated according to: |  | evaluated according to:
Fuel name | ~IEAStats | MAINELEC | ELMAINE | MAINCHP | ELMAINC | HEMAINC | MAINHEAT | HEMAINH | ELOUTPUT | HEMAINC,HEMAINH |  | IEA, energy content | substitution principle | IEA, energy content | substitution principle | IEA, energy content | substitution principle
GASGWG | GASWKSGS | 0 | 0 | 0 | 0 | 0 | 0 | 0 | 0 | 0 |  | 0 | 0 | 0 | 0 | 0 | 0
GASBFG | BLFURGS | 0 | 0 | 0 | 0 | 0 | 0 | 0 | 0 | 0 |  | 0 | 0 | 0 | 0 | 0 | 0
GASCOG | COKEOVGS | 0 | 0 | 0 | 0 | 0 | 0 | 0 | 0 | 0 |  | 0 | 0 | 0 | 0 | 0 | 0
GASOXY | OXYSTGS | 0 | 0 | 0 | 0 | 0 | 0 | 0 | 0 | 0 |  | 0 | 0 | 0 | 0 | 0 | 0
GASNGA | NATGAS | 0 | 0 | 50.6615 | 23.6574 | 22.6617 | 4.9301 | 4.3911 | 23.6574 | 27.0528 |  | 27.9998 | 27.9998 | 27.5918 | 27.5918 | 55.5916 | 55.5916
GASRFG | REFINGAS | 0 | 0 | 0 | 0 | 0 | 0 | 0 | 0 | 0 |  | 0 | 0 | 0 | 0 | 0 | 0
OILLPG | LPG | 0 | 0 | 0 | 0 | 0 | 0 | 0 | 0 | 0 |  | 0 | 0 | 0 | 0 | 0 | 0
ELCNGA | \I: Only GASNGA and GASGWG | 0 | 0 | 50.6615 | 23.6574 | 22.6617 | 4.9301 | 4.3911 | 23.6574 | 27.0528 |  | 27.9998 | 27.9998 | 27.5918 | 27.5918 | 55.5916 | 55.5916
OILCRD | CRUDEOIL | 0 | 0 | 0 | 0 | 0 | 0 | 0 | 0 | 0 |  | 0 | 0 | 0 | 0 | 0 | 0
OILDST | GASDIES | 0 | 0 | 0 | 0 | 0 | 0 | 0 | 0 | 0 |  | 0 | 0 | 0 | 0 | 0 | 0
OILGSL | MOTORGAS | 0 | 0 | 0 | 0 | 0 | 0 | 0 | 0 | 0 |  | 0 | 0 | 0 | 0 | 0 | 0
OILNAP | NAPHTHA | 0 | 0 | 0 | 0 | 0 | 0 | 0 | 0 | 0 |  | 0 | 0 | 0 | 0 | 0 | 0
OILNGL | NGL | 0 | 0 | 0 | 0 | 0 | 0 | 0 | 0 | 0 |  | 0 | 0 | 0 | 0 | 0 | 0
OILNCR | NONCRUDE | 0 | 0 | 0 | 0 | 0 | 0 | 0 | 0 | 0 |  | 0 | 0 | 0 | 0 | 0 | 0
OILNSP | ONONSPEC | 0 | 0 | 0 | 0 | 0 | 0 | 0 | 0 | 0 |  | 0 | 0 | 0 | 0 | 0 | 0
OILKER | OTHKERO | 0 | 0 | 0 | 0 | 0 | 0 | 0 | 0 | 0 |  | 0 | 0 | 0 | 0 | 0 | 0
OILHFO | RESFUEL | 0 | 0 | 1.5716 | 0.5184 | 0.84501 | 0.385 | 0.34291 | 0.5184 | 1.1879 |  | 0.72659 | 0.72659 | 1.23 | 1.23 | 1.9566 | 1.9566
ELCOIL | \I: Incl OILPTC and OILLPG,RFG | 0 | 0 | 1.5716 | 0.5184 | 0.84501 | 0.385 | 0.34291 | 0.5184 | 1.1879 |  | 0.72659 | 0.72659 | 1.23 | 1.23 | 1.9566 | 1.9566
BIOGLQ | GBIOMASS,OBIOLIQ | 0 | 0 | 0 | 0 | 0 | 0 | 0 | 0 | 0 |  | 0 | 0 | 0 | 0 | 0 | 0
BIOBIN | INDWASTE | 0 | 0 | 0 | 0 | 0 | 0 | 0 | 0 | 0 |  | 0 | 0 | 0 | 0 | 0 | 0
BIOBMU | MUNWASTEN,MUNWASTER | 0 | 0 | 0.011 | 0.0041293 | 0.0060053 | 0 | 0 | 0.0041293 | 0.0060053 |  | 0.0049947 | 0.0049947 | 0.0060053 | 0.0060053 | 0.011 | 0.011
BIOBSL | SBIOMASS | 0 | 0 | 0.25861 | 0.06661 | 0.15279 | 0.48299 | 0.41107 | 0.06661 | 0.56385 |  | 0.10583 | 0.10583 | 0.63577 | 0.63577 | 0.7416 | 0.7416
BIOREN | RENEWNS | 0 | 0 | 0 | 0 | 0 | 0 | 0 | 0 | 0 |  | 0 | 0 | 0 | 0 | 0 | 0
ELCBIO | \I: | 0 | 0 | 0.26961 | 0.07074 | 0.15879 | 0.48299 | 0.41107 | 0.07074 | 0.56986 |  | 0.11082 | 0.11082 | 0.64178 | 0.64178 | 0.7526 | 0.7526
COABCO | PEAT,BKB,BROWN,SUBCOAL,LIGNITE | 0 | 0 | 0.4739 | 0 | 0.39196 | 0.074383 | 0.063307 | 0 | 0.45527 |  | 0.081935 | 0.081935 | 0.46635 | 0.46635 | 0.54828 | 0.54828
COAHCO | HARDCOAL,PATFUEL,ANTCOAL,BITCOAL | 0 | 0 | 24.5802 | 7.7176 | 13.4887 | 2.4234 | 2.2184 | 7.7176 | 15.7072 |  | 11.0915 | 11.0915 | 15.9121 | 15.9121 | 27.0036 | 27.0036
COAOVC | OVENCOKE | 0 | 0 | 0 | 0 | 0 | 0 | 0 | 0 | 0 |  | 0 | 0 | 0 | 0 | 0 | 0
OILPTC | PETCOKE | 0 | 0 | 0 | 0 | 0 | 0 | 0 | 0 | 0 |  | 0 | 0 | 0 | 0 | 0 | 0
ELCCOA | \I:GASBFG,COG,OXY incl. here. OILPTC in ELCOIL | 0 | 0 | 25.0541 | 7.7176 | 13.8807 | 2.4978 | 2.2817 | 7.7176 | 16.1624 |  | 11.1734 | 11.1734 | 16.3785 | 16.3785 | 27.5519 | 27.5519
ELCNUC | NUCLEAR | 0 | 0 | 0 | 0 | 0 | 0 | 0 | 0 | 0 |  | 0 | 0 | 0 | 0 | 0 | 0
ELCHYD | HYDRO | 0 | 0 | 0 | 0 | 0 | 0 | 0 | 0 | 0 |  | 0 | 0 | 0 | 0 | 0 | 0
ELCGEO | GEOTHERM | 0 | 0 | 0 | 0 | 0 | 0.39053 | 0.58856 | 0 | 0.58856 |  | 0 | 0 | 0.39053 | 0.63783 | 0.39053 | 0.63783
ELCSOL | SOLARPV,SOLARTH | 0 | 0 | 0 | 0 | 0 | 0 | 0 | 0 | 0 |  | 0 | 0 | 0 | 0 | 0 | 0
ELCTDL | TIDE | 0 | 0 | 0 | 0 | 0 | 0 | 0 | 0 | 0 |  | 0 | 0 | 0 | 0 | 0 | 0
ELCWIN | WIND | 0 | 0 | 0 | 0 | 0 | 0 | 0 | 0 | 0 |  | 0 | 0 | 0 | 0 | 0 | 0
| OTHER | 0 | 0 | 0 | 0 | 0 | 0 | 0 | 0 | 0 |  | 0 | 0 | 0 | 0 | 0 | 0
| \I: Total produced | 0 | 0 | 77.5568 | 31.9642 | 37.5462 | 8.6864 | 8.0154 | 31.9642 | 45.5616 |  | 40.0106 | 40.0106 | 46.2326 | 46.4799 | 86.2432 | 86.4905
| TOTAL | 0 | 0 | 77.5568 | 31.9642 | 37.5462 | 8.6864 | 8.0154 | 31.9642 | 45.5616
Table 3: Consumption, output and losses
|  | PURE ELC | CHP |  | Elc | Elc | Hydro | Nucl | HEAT |  |  | Efficiency adjustments related to POWERPLT and other energy sources
|  | Ouput | Output | Ouput | Transmission losses | Energy consumed | Enery consumed | Energy consumed | Output | Ouput |  |  |  | Gross |  | Coeff. | Net output
| ^IEA_Table | [10 empty] | Electricity generation
| Product/Flow | Pubelec | Pubchp | AutoElc | DISTLOSS | POWERPLT | EPUMPST | ENUC | Pubheat | Prim |  | Own use+OTHER |  | -1.5702 | 1.758
| ELECTR | 0 | 31.9642 | 0 | -1.0972 | -1.5702 | 0 | 0 | 0 | 0 |  | Thermal |  | 31.9642 | 0.055 | 0.95088 | 30.394
| \I: Ratio "elc cons / total elc produced" | 1 | 1 | 0.5 | 0.09196 | 0 | 0.020297 | 0.011908 | NA | NA |  | Other |  | 0 | 0.01 | 0.99107 | 0
| HEAT | 8.0154 | 37.5462 | 0 | -2.7666 | 0 | 0 | 0 | 0 | 0 |  | Heat generation
| \I: Ratio "heat cons / total heat produced" | 1 | 1 | 0 | 0.10985 | 0.0027709 | 0 | 0 | NA | NA |  | Total |  | 45.5616 | 0 | 1 | 45.5616
[5 empty] | AutoHet | UPSHET | ELCIMP | ELCEXP | INDCON | TRACON
[5 empty] | 0 | 0 | 0 | 0 | 3.4924 | 0.50768
| Transmission efficiency: |  |  | ELCC | 0.9639
|  |  |  | HET | 0.93928
| Electricity |  | Gross | Default | Net |  | Net
|  | Inputs | Elec | NewEff | Elec |  | Eff | Output |  |  |  |  | Shares, tranmission Eff
| OIL | 0 | 0 | 40% | 0 |  | 40% | 0 | [5 empty] | FI_T
| GAS | 0 | 0 | 54% | 0 |  | 54% | 0 | [5 empty] | CommName | VA_Attrib_C
| COAL | 0 | 0 | 44% | 0 |  | 44% | 0 | [5 empty] | ELCCOA | 0.32376
| PEAT | 0 | 0 | 42% | 0 |  | 42% | 0 | [5 empty] | ELCHYD | 0.0022131
| BIO | 0 | 0 | 40% | 0 |  | 40% | 0 | [5 empty] | ELCE | 0.9639
| HYDRO | 0 | 0 | 99% | 0 |  | 99% | 0
| NUC | 0 | 0 | 35% | 0 |  | 35% | 0
| GEO | 0 | 0 | 10% | 0 |  | 10% | 0
| WIN | 0 | 0 | 99% | 0 |  | 99% | 0
| SOL | 0 | 0 | 99% | 0 |  | 99% | 0
| TOTAL | 0 | 0 |  | 0 |  | 10% | 0
| CHP |  | Gross | Gross | Net | Net | Net
|  | Inputs | Elec | Heat | Elec | Heat | Eff | Output
| OIL | 1.5716 | 0.5184 | 0.84501 | 0.49293 | 0.84501 | 85.13% | 1.3379
| GAS | 50.6615 | 23.6574 | 22.6617 | 22.4953 | 22.6617 | 89.13% | 45.157
| COAL | 24.5802 | 7.7176 | 13.4887 | 7.3385 | 13.4887 | 84.73% | 20.8272
| PEAT | 0.4739 | 0 | 0.39196 | 0 | 0.39196 | 82.71% | 0.39196
| BIO | 0.25861 | 0.06661 | 0.15279 | 0.063338 | 0.15279 | 83.57% | 0.21612
| MSW | 0.011 | 0.0041293 | 0.0060053 | 0.0039264 | 0.0060053 | 90.29% | 0.0099317
| GEO | 0 | 0 | 0 | 0 | 0 | 90% | 0
| TOTAL | 77.5568 | 31.9642 | 37.5462 | 30.394 | 37.5462 | 87.6% | 67.9402
| Heat |  |  | Gross | Default | Net | Net
|  | Inputs |  | Heat | NewEff | Heat | Eff | Output |  |  |  | Inputs
| OIL | 0.385 |  | 0.34291 | 90% | 0.34291 | 89.07% | 0.34291 |  |  | OIL | 1.9566
| GAS | 4.9301 |  | 4.3911 | 90% | 4.3911 | 89.07% | 4.3911 |  |  | GAS | 55.5916
| COAL | 2.4234 |  | 2.2184 | 88% | 2.2184 | 91.54% | 2.2184 |  |  | COAL | 27.0036
| PEAT | 0.074383 |  | 0.063307 | 87% | 0.063307 | 85.11% | 0.063307 |  |  | PEAT | 0.54828
| BIO | 0.48299 |  | 0.41107 | 86% | 0.41107 | 85.11% | 0.41107 |  |  | BIO | 0.7416
| MSW | 0 |  | 0 | 80% | 0 | 80% | 1e-09 |  |  | MSW | 0.011
| GEO | 0.39053 |  | 0.58856 | 90% | 0.58856 | 150.7% | 0.58856 |  |  | GEO | 0.39053
| TOTAL | 8.6864 |  | 8.0154 |  | 8.0154 | 92.28% | 8.0154 |  |  | TOTAL | 86.2432
Note on K1: =Y will use IEA data from table 1A in table 1; =N will use data in table 1B.
Note on J5: Regional fossil equivalent
Note on J7: Regional fossil equivalent
Note on C17: Conversion factor ktoe (IEA) to PJ
Note on D17: Conversion factor GWh (IEA) to PJ
Note on E17: Conversion factor ktoe (IEA) to PJ
Note on F17: Conversion factor GWh (IEA) to PJ
Note on G17: Conversion factor TJ (IEA) to PJ
Note on H17: Conversion factor ktoe (IEA) to PJ
Note on I17: Conversion factor TJ (IEA) to PJ
Note on J17: Conversion factor GWh (IEA) to PJ
Note on K17: Conversion factor TJ (IEA) to PJ

## AuxData2
Electricity |  |  |  | Region | FI_ | Tiny | 1e-09 |  | Y | USE IEA Data
[9 empty] | N | USE OPEC/NON OPEC in UPSTREAM
~Country | OECDEUR,Malta,Gibraltar | [9 empty] | FEQs
~-Country | CZECH,HUNGARY,POLAND,TURKEY,SLOVAKIA |  |  |  | UNITS CONVERSION |  |  | FEQ= | 0 |  | HYD | 1
~Year | 2017 |  |  | 1 ktoe = | 0.041868 | PJ |  | Avg elc Eff: | 100% |  | NUC | 1
~Units | 1 |  |  | 1 GWh = | 0.0036 | PJ |  | Heat EQ= | 0.56664 |  | WIN etc. | 2.5253
^IEA_O | 0 |  |  | 1 GW = | 31.536 | PJ |  | Avg heat Eff: | 176.5% |  | GEO | 6.0972
^IEA_LC | 0 |  |  | 1 TJ = | 0.001 | PJ
^IEA_SC | 0
Table 1A: IEA Data | [11 empty] | Table 2: Total Primary Equivalent Input
|  | PURE ELC |  | CHP |  |  | PURE HEAT |  | TOTAL OUTPUT |  |  | TOTAL INPUT TO ELC |  | TOTAL INPUT TO HEAT |  | TOTAL INPUT
|  | Input | Output (elec) | Input | Output (elec) | Ouput (heat) | Input | Ouput (heat)
|  | -0.041868 | 0.0036 | -0.041868 | 0.0036 | 0.001 | -0.041868 | 0.001 | 0.0036 | 0.001 |  | evaluated according to: |  | evaluated according to: |  | evaluated according to:
Fuel name | ~IEAStats | MAINELEC | ELMAINE | MAINCHP | ELMAINC | HEMAINC | MAINHEAT | HEMAINH | ELOUTPUT | HEMAINC,HEMAINH |  | IEA, energy content | substitution principle | IEA, energy content | substitution principle | IEA, energy content | substitution principle
GASGWG | GASWKSGS | 0 | 0 | 0 | 0 | 0 | 0 | 0 | 0 | 0 |  | 0 | 0 | 0 | 0 | 0 | 0
GASBFG | BLFURGS | 0 | 0 | 0 | 0 | 0 | 0 | 0 | 0 | 0 |  | 0 | 0 | 0 | 0 | 0 | 0
GASCOG | COKEOVGS | 0 | 0 | 0 | 0 | 0 | 0 | 0 | 0 | 0 |  | 0 | 0 | 0 | 0 | 0 | 0
GASOXY | OXYSTGS | 0 | 0 | 0 | 0 | 0 | 0 | 0 | 0 | 0 |  | 0 | 0 | 0 | 0 | 0 | 0
GASNGA | NATGAS | 0 | 0 | 16.6014 | 7.1314 | 7.9402 | 1.939 | 1.8928 | 7.1314 | 9.8331 |  | 8.6612 | 8.6612 | 9.8792 | 9.8792 | 18.5404 | 18.5404
GASRFG | REFINGAS | 0 | 0 | 0 | 0 | 0 | 0 | 0 | 0 | 0 |  | 0 | 0 | 0 | 0 | 0 | 0
OILLPG | LPG | 0 | 0 | 0 | 0 | 0 | 0 | 0 | 0 | 0 |  | 0 | 0 | 0 | 0 | 0 | 0
ELCNGA | \I: Only GASNGA and GASGWG | 0 | 0 | 16.6014 | 7.1314 | 7.9402 | 1.939 | 1.8928 | 7.1314 | 9.8331 |  | 8.6612 | 8.6612 | 9.8792 | 9.8792 | 18.5404 | 18.5404
OILCRD | CRUDEOIL | 0 | 0 | 0 | 0 | 0 | 0 | 0 | 0 | 0 |  | 0 | 0 | 0 | 0 | 0 | 0
OILDST | GASDIES | 0 | 0 | 0 | 0 | 0 | 0 | 0 | 0 | 0 |  | 0 | 0 | 0 | 0 | 0 | 0
OILGSL | MOTORGAS | 0 | 0 | 0 | 0 | 0 | 0 | 0 | 0 | 0 |  | 0 | 0 | 0 | 0 | 0 | 0
OILNAP | NAPHTHA | 0 | 0 | 0 | 0 | 0 | 0 | 0 | 0 | 0 |  | 0 | 0 | 0 | 0 | 0 | 0
OILNGL | NGL | 0 | 0 | 0 | 0 | 0 | 0 | 0 | 0 | 0 |  | 0 | 0 | 0 | 0 | 0 | 0
OILNCR | NONCRUDE | 0 | 0 | 0 | 0 | 0 | 0 | 0 | 0 | 0 |  | 0 | 0 | 0 | 0 | 0 | 0
OILNSP | ONONSPEC | 0 | 0 | 0 | 0 | 0 | 0 | 0 | 0 | 0 |  | 0 | 0 | 0 | 0 | 0 | 0
OILKER | OTHKERO | 0 | 0 | 0 | 0 | 0 | 0 | 0 | 0 | 0 |  | 0 | 0 | 0 | 0 | 0 | 0
OILHFO | RESFUEL | 0 | 0 | 0.11052 | 0.035306 | 0.063538 | 0.30492 | 0.29767 | 0.035306 | 0.36121 |  | 0.046982 | 0.046982 | 0.36846 | 0.36846 | 0.41544 | 0.41544
ELCOIL | \I: Incl OILPTC and OILLPG,RFG | 0 | 0 | 0.11052 | 0.035306 | 0.063538 | 0.30492 | 0.29767 | 0.035306 | 0.36121 |  | 0.046982 | 0.046982 | 0.36846 | 0.36846 | 0.41544 | 0.41544
BIOGLQ | GBIOMASS,OBIOLIQ | 0 | 0 | 0 | 0 | 0 | 0 | 0 | 0 | 0 |  | 0 | 0 | 0 | 0 | 0 | 0
BIOBIN | INDWASTE | 0 | 0 | 0 | 0 | 0 | 0 | 0 | 0 | 0 |  | 0 | 0 | 0 | 0 | 0 | 0
BIOBMU | MUNWASTEN,MUNWASTER | 0 | 0 | 2.8104 | 0.97047 | 1.6405 | 1.1833 | 1.1038 | 0.97047 | 2.7443 |  | 1.1699 | 1.1699 | 2.8238 | 2.8238 | 3.9937 | 3.9937
BIOBSL | SBIOMASS | 0 | 0 | 1.913 | 0.45327 | 1.2084 | 0.99468 | 0.97103 | 0.45327 | 2.1795 |  | 0.70459 | 0.70459 | 2.2031 | 2.2031 | 2.9077 | 2.9077
BIOREN | RENEWNS | 0 | 0 | 0 | 0 | 0 | 0 | 0 | 0 | 0 |  | 0 | 0 | 0 | 0 | 0 | 0
ELCBIO | \I: | 0 | 0 | 4.7234 | 1.4237 | 2.849 | 2.178 | 2.0749 | 1.4237 | 4.9238 |  | 1.8744 | 1.8744 | 5.027 | 5.027 | 6.9014 | 6.9014
COABCO | PEAT,BKB,BROWN,SUBCOAL,LIGNITE | 0 | 0 | 0.31608 | 0 | 0.27953 | 0.00648 | 0.0060447 | 0 | 0.28558 |  | 0.036549 | 0.036549 | 0.28601 | 0.28601 | 0.32256 | 0.32256
COAHCO | HARDCOAL,PATFUEL,ANTCOAL,BITCOAL | 0 | 0 | 37.4292 | 10.8105 | 21.9619 | 1.1128 | 1.0742 | 10.8105 | 23.0361 |  | 15.4673 | 15.4673 | 23.0746 | 23.0746 | 38.542 | 38.542
COAOVC | OVENCOKE | 0 | 0 | 0 | 0 | 0 | 0 | 0 | 0 | 0 |  | 0 | 0 | 0 | 0 | 0 | 0
OILPTC | PETCOKE | 0 | 0 | 0 | 0 | 0 | 0 | 0 | 0 | 0 |  | 0 | 0 | 0 | 0 | 0 | 0
ELCCOA | \I:GASBFG,COG,OXY incl. here. OILPTC in ELCOIL | 0 | 0 | 37.7453 | 10.8105 | 22.2414 | 1.1192 | 1.0803 | 10.8105 | 23.3217 |  | 15.5039 | 15.5039 | 23.3606 | 23.3606 | 38.8645 | 38.8645
ELCNUC | NUCLEAR | 0 | 0 | 0 | 0 | 0 | 0 | 0 | 0 | 0 |  | 0 | 0 | 0 | 0 | 0 | 0
ELCHYD | HYDRO | 0 | 0 | 0 | 0 | 0 | 0 | 0 | 0 | 0 |  | 0 | 0 | 0 | 0 | 0 | 0
ELCGEO | GEOTHERM | 0 | 0 | 0 | 0 | 0 | 2.1339 | 3.1039 | 0 | 3.1039 |  | 0 | 0 | 2.1339 | 1.7588 | 2.1339 | 1.7588
ELCSOL | SOLARPV,SOLARTH | 0 | 0 | 0 | 0 | 0 | 0 | 0 | 0 | 0 |  | 0 | 0 | 0 | 0 | 0 | 0
ELCTDL | TIDE | 0 | 0 | 0 | 0 | 0 | 0 | 0 | 0 | 0 |  | 0 | 0 | 0 | 0 | 0 | 0
ELCWIN | WIND | 0 | 0 | 0 | 0 | 0 | 0 | 0 | 0 | 0 |  | 0 | 0 | 0 | 0 | 0 | 0
| OTHER | 0 | 0 | 0 | 0 | 0 | -2.8872 | 0 | 0 | 0 |  | 0 | 0 | -2.8872 | 0 | -2.8872 | 0
| \I: Total produced | 0 | 0 | 59.1806 | 19.4009 | 33.0941 | 4.7879 | 8.4496 | 19.4009 | 41.5436 |  | 26.0865 | 26.0865 | 40.7691 | 40.394 | 66.8557 | 66.4805
| TOTAL | 0 | 0 | 59.1806 | 19.4009 | 33.0941 | 4.7879 | 8.4496 | 19.4009 | 41.5436
Table 3: Consumption, output and losses
|  | PURE ELC | CHP |  | Elc | Elc | Hydro | Nucl | HEAT |  |  | Efficiency adjustments related to POWERPLT and other energy sources
|  | Ouput | Output | Ouput | Transmission losses | Energy consumed | Enery consumed | Energy consumed | Output | Ouput |  |  |  | Gross |  | Coeff. | Net output
| ^IEA_Table | [10 empty] | Electricity generation
| Product/Flow | Pubelec | Pubchp | AutoElc | DISTLOSS | POWERPLT | EPUMPST | ENUC | Pubheat | Prim |  | Own use+OTHER |  | -0.88541 | 1.0671
| ELECTR | 0 | 19.4009 | 0 | -0.80842 | -0.88541 | 0 | 0 | 0 | 0 |  | Thermal |  | 19.4009 | 0.055 | 0.95436 | 18.5155
| \I: Ratio "elc cons / total elc produced" | 1 | 1 | 0.5 | 0.09196 | 0 | 0.020297 | 0.011908 | NA | NA |  | Other |  | 0 | 0.01 | 0.9917 | 0
| HEAT | 8.4496 | 33.0941 | 0 | -2.9927 | 0 | 0 | 0 | 0 | 0 |  | Heat generation
| \I: Ratio "heat cons / total heat produced" | 1 | 1 | 0 | 0.10985 | 0.0027709 | 0 | 0 | NA | NA |  | Total |  | 41.5436 | 0 | 1 | 41.5436
[5 empty] | AutoHet | UPSHET | ELCIMP | ELCEXP | INDCON | TRACON
[5 empty] | 0 | 0 | 0 | 0 | 2.8518 | 0.68376
| Transmission efficiency: |  |  | ELCC | 0.95634
|  |  |  | HET | 0.92796
| Electricity |  | Gross | Default | Net |  | Net
|  | Inputs | Elec | NewEff | Elec |  | Eff | Output |  |  |  |  | Shares, tranmission Eff |  |  |  |  | 1.6653
| OIL | 0 | 0 | 40% | 0 |  | 40% | 0 | [5 empty] | ~FI_T |  |  |  | 2.7183 | 1.6487
| GAS | 0 | 0 | 54% | 0 |  | 54% | 0 | [5 empty] | CommName | VA_Attrib_C |  |  | 0.57236
| COAL | 0 | 0 | 44% | 0 |  | 44% | 0 | [5 empty] | ELCCOA | 0.67216 |  |  | 3.1416
| PEAT | 0 | 0 | 42% | 0 |  | 42% | 0 | [5 empty] | ELCHYD | 0.073385 |  |  | 0.512
| BIO | 0 | 0 | 40% | 0 |  | 40% | 0 | [5 empty] | ELCE | 0.95634
| HYDRO | 0 | 0 | 99% | 0 |  | 99% | 0
| NUC | 0 | 0 | 35% | 0 |  | 35% | 0
| GEO | 0 | 0 | 10% | 0 |  | 10% | 0
| WIN | 0 | 0 | 99% | 0 |  | 99% | 0
| SOL | 0 | 0 | 99% | 0 |  | 99% | 0
| TOTAL | 0 | 0 |  | 0 |  | 10% | 0
| CHP |  | Gross | Gross | Net | Net | Net
|  | Inputs | Elec | Heat | Elec | Heat | Eff | Output
| OIL | 0.11052 | 0.035306 | 0.063538 | 0.033695 | 0.063538 | 87.98% | 0.097233
| GAS | 16.6014 | 7.1314 | 7.9402 | 6.8059 | 7.9402 | 88.82% | 14.7461
| COAL | 37.4292 | 10.8105 | 21.9619 | 10.3171 | 21.9619 | 86.24% | 32.279
| PEAT | 0.31608 | 0 | 0.27953 | 0 | 0.27953 | 88.44% | 0.27953
| BIO | 1.913 | 0.45327 | 1.2084 | 0.43258 | 1.2084 | 85.78% | 1.641
| MSW | 2.8104 | 0.97047 | 1.6405 | 0.92618 | 1.6405 | 91.33% | 2.5667
| GEO | 0 | 0 | 0 | 0 | 0 | 90% | 0
| TOTAL | 59.1806 | 19.4009 | 33.0941 | 18.5155 | 33.0941 | 87.21% | 51.6096
| Heat |  |  | Gross | Default | Net | Net
|  | Inputs |  | Heat | NewEff | Heat | Eff | Output |  |  |  | Inputs
| OIL | 0.30492 |  | 0.29767 | 90% | 0.29767 | 97.62% | 0.29767 |  |  | OIL | 0.41544
| GAS | 1.939 |  | 1.8928 | 90% | 1.8928 | 97.62% | 1.8928 |  |  | GAS | 18.5404
| COAL | 1.1128 |  | 1.0742 | 88% | 1.0742 | 96.54% | 1.0742 |  |  | COAL | 38.542
| PEAT | 0.00648 |  | 0.0060447 | 87% | 0.0060447 | 93.28% | 0.0060447 |  |  | PEAT | 0.32256
| BIO | 0.99468 |  | 0.97103 | 86% | 0.97103 | 97.62% | 0.97103 |  |  | BIO | 2.9077
| MSW | 1.1833 |  | 1.1038 | 80% | 1.1038 | 93.28% | 1.1038 |  |  | MSW | 3.9937
| GEO | 2.1339 |  | 3.1039 | 90% | 3.1039 | 145.5% | 3.1039 |  |  | GEO | 2.1339
| TOTAL | 7.6751 |  | 8.4496 |  | 8.4496 | 110.1% | 8.4496 |  |  | TOTAL | 66.8557
Note on K1: =Y will use IEA data from table 1A in table 1; =N will use data in table 1B.
Note on J5: Regional fossil equivalent
Note on J7: Regional fossil equivalent
Note on C17: Conversion factor ktoe (IEA) to PJ
Note on D17: Conversion factor GWh (IEA) to PJ
Note on E17: Conversion factor ktoe (IEA) to PJ
Note on F17: Conversion factor GWh (IEA) to PJ
Note on G17: Conversion factor TJ (IEA) to PJ
Note on H17: Conversion factor ktoe (IEA) to PJ
Note on I17: Conversion factor TJ (IEA) to PJ
Note on J17: Conversion factor GWh (IEA) to PJ
Note on K17: Conversion factor TJ (IEA) to PJ

## CalibData2 (hidden)
CalIndex | 3 |  | FIN | XXX | FIM
CapAct | 31.536
|  | FIN | FINLAND | [7 empty] | XXX | OTHER | [7 empty] | FIM | FIMWAY
2010 | CHP | OIL | GAS | COAL | PEAT | BIOM | WASTE |  | FALSE |  | OIL | GAS | COAL | PEAT | OTHER |  |  | FALSE |  | OIL | GAS | COAL | PEAT | BIOM | WASTE |  | TRUE
| 1 | 20.99% | 70.03% | 74.55% | 8.04% | 3.475% | 35.71% |  |  |  | 0% | 84.64% | 67.76% | 5.739% | 11.61% |  |  |  |  | 100% | 100% | 100% | 100% | 100% | 100%
| 2 | 8.404% | 29.86% | 0.1481% | 5.821% | 26.26% | 27% |  |  |  | 0% | 15.36% | 1.02% | 2.755% | 7.525% |  |  |  |  | 0% | 0% | 0% | 0% | 0%
| 3 | 38.97% | 0% | 22.47% | 63.93% | 45.09% | 16.71% |  |  |  | 100% | 0% | 9.039% | 74.05% | 52.7% |  |  |  |  | 0% | 0% | 0% | 0% | 0%
| 4 | 31.64% | 0.1148% | 2.836% | 22.21% | 25.17% | 20.58% |  |  |  | 0% | 0% | 22.18% | 17.45% | 28.17% |  |  |  |  | 0% | 0% | 0% | 0% | 0%
| HPL | OIL | GAS | COAL | PEAT | OTHER | WASTE | PUMP | ROR Share: |  | OIL | GAS | COAL | PEAT | OTHER |  |  | ROR Share: |  | OIL | GAS | COAL | PEAT | OTHER | WASTE | PUMP | ROR Share:
| 1 | 12.61% | 19.64% | 74.01% | 0.332% | 12.11% | 37.06% | 88.04% | ACT | 40% | 21.98% | 45.99% | 58.25% | 16.57% | 17.61% |  |  | ACT | 30% | 100% | 100% | 100% | 100% | 100% | 100% | 100% | ACT | 20%
| 2 | 7.233% | 78.68% | 24.3% | 1.818% | 10.26% | 21.76% | 9.452% | CAP | 46.47% | 5.536% | 54.01% | 4.242% | 12.4% | 22.98% |  |  | CAP | 31.28% | 0% | 0% | 0% | 0% | 0% |  |  | CAP | 23.93%
| 3 | 25.58% | 1.398% | 1.242% | 29.2% | 10.41% | 12.77% | 0.1004% |  |  | 16.69% | 0% | 1.784% | 40.94% | 8.546% |  |  |  |  | 0% | 0% | 0% | 0% | 0%
| 4 | 54.57% | 0.2886% | 0.4471% | 68.65% | 67.22% | 28.4% | 2.403% |  |  | 55.79% | 0% | 35.72% | 30.09% | 50.86% |  |  |  |  | 0% | 0% | 0% | 0% | 0%
2017 | CHP | OIL | GAS | COAL | PEAT | BIOM | WASTE |  | FALSE |  | OIL | GAS | COAL | PEAT | OTHER |  |  | FALSE |  | OIL | GAS | COAL | PEAT | BIOM | WASTE |  | FALSE
| 1 | 17.03% | 81.73% | 96.38% | 10.02% | 8.014% | 35.71% |  |  |  | 0% | 84.64% | 67.76% | 5.739% | 11.61% |  |  |  |  | 100% | 100% | 100% | 100% | 100% | 100%
| 2 | 15.56% | 10.8% | 0% | 7.187% | 25.08% | 27% |  |  |  | 0% | 15.36% | 1.02% | 2.755% | 7.525% |  |  |  |  | 0% | 0% | 0% | 0% | 0%
| 3 | 35.91% | 7.47% | 2.281% | 61.99% | 47.15% | 16.71% |  |  |  | 100% | 0% | 9.039% | 74.05% | 52.7% |  |  |  |  | 0% | 0% | 0% | 0% | 0%
| 4 | 31.51% | 0% | 1.337% | 20.8% | 19.76% | 20.58% |  |  |  | 0% | 0% | 22.18% | 17.45% | 28.17% |  |  |  |  | 0% | 0% | 0% | 0% | 0%
| HPL | OIL | GAS | COAL | PEAT | BIOM | WASTE | PUMP | ROR Share: |  | OIL | GAS | COAL | PEAT | OTHER |  |  | ROR Share: |  | OIL | GAS | COAL | PEAT | BIOM | WASTE | PUMP | ROR Share:
| 1 | 32.1% | 17.77% | 0% | 0% | 17.34% | 37.06% | 88.04% | ACT | 40% | 21.98% | 45.99% | 58.25% | 16.57% | 17.61% |  |  | ACT | 30% | 100% | 100% | 100% | 100% | 100% | 100% | 100% | ACT | 20%
| 2 | 6.074% | 81.74% | 0% | 4.423% | 14.59% | 21.76% | 9.452% | CAP | 46.47% | 5.536% | 54.01% | 4.242% | 12.4% | 22.98% |  |  | CAP | 31.28% | 0% | 0% | 0% | 0% | 0% |  |  | CAP | 23.93%
| 3 | 19.06% | 0% | 7.143% | 21.38% | 9.235% | 12.77% | 0.1004% |  |  | 16.69% | 0% | 1.784% | 40.94% | 8.546% |  |  |  |  | 0% | 0% | 0% | 0% | 0%
| 4 | 42.76% | 0.4868% | 92.86% | 74.2% | 58.83% | 28.4% | 2.403% |  |  | 55.79% | 0% | 35.72% | 30.09% | 50.86% |  |  |  |  | 0% | 0% | 0% | 0% | 0%
| OIL: Capacities |  |  | Capacities | [8 empty] | Capacities
ELECTRICITY PLANTS
|  | 2010 | 2015 | 2020 | 2025 | 2030 | 2040 | 2050 | 2070 | 2100 | 2010 | 2015 | 2020 | 2025 | 2030 | 2040 | 2050 | 2070 | 2100 | 2010 | 2015 | 2020 | 2025 | 2030 | 2040 | 2050 | 2070 | 2100
| OIL | 977.4565 | 389.6888 | 229.2731 | 201.5515 | 173.83 | 150.8114 |  |  |  | 2095.6138 | 2095.6138 | 1466.9297 | 1129.5358 | 869.7426
| GAS | 350 | 331.3747 | 305.765 | 185.4767 | 65.1885 | 0 |  |  |  | 233.6348 | 233.6348 | 163.5443 | 125.9291 | 96.9654
| COAL | 1879 | 1769 | 845 | 702.5 | 560 | 560 |  |  |  | 430 | 430 | 301 | 231.77 | 178.4629
| PEAT | 300 | 300 | 293.4426 | 223.7705 | 154.0984 | 85.2459 |  |  |  | 0 | 0 | 0 | 0 | 0
| BIO | 120 | 114.5326 | 90.0236 | 84.132 | 78.2404 | 17.9104 |  |  |  | 200 | 200 | 140 | 107.8 | 83.006
| MSW | 24 | 90 | 135 | 135 | 135 | 135 | 45 |  |  | 20 | 20 | 20 | [7 empty] | 80 | 80 | 80 | 80 | 80 | 80
| HYDRO | 3100 | 3200 | 3200 | 3200 | 3200 | 3200 | 3200 | 3200 | 3200 | 16350 | 16350 | 16350 | 16350 | 16350 | 16350 | 16350 | 16350 | 16350
| NUC | 2710 | 2750 | 3400 | 4390 | 4390 | 3885 | 2490 | 1600 |  | 8817 | 8817 | 7770 | 7150 | 6610
GEO
| WIN | 197 | 900 | 2500 | 3000 | 3000 | 2100 | 1000 | 1000 |  | 2010 | 5800 | 5800 | 5800 | 5800 | 2900 |  |  |  | 10 | 20 | 100 | 100 | 100 | 70 | 50
| SOL | 7 | 15 | 260 | 400 | 400 | 400 | 120 | 120 |  | 11 | 20 | 40 | 20 | 40 | 40 | 40 | 40 |  | 0.5 | 1 | 3 | 9 | 27
| TOTAL | 9657.4565 | 9844.5961 | 10998.5042 | 12122.4307 | 11756.3572 | 10133.9678 | 6735 | 5800 | 3200 | 30156.2486 | 33946.2486 | 32011.474 | 30895.035 | 29988.1769 | 19250 | 16350 | 16350 | 16350 | 10 | 100 | 180 | 180 | 180 | 150 | 130 | 0 | 0
| NUC1 | 990 | 990 | 1010 | 1010 | 1010 | 505
| NUC2 | 1720 | 1760 | 1780 | 1780 | 1780 | 1780 | 890
| CHP PLANTS |  | 1 | 2 | 3 | 4 | [5 empty] | 1 | 2 | 3 | 4 | [5 empty] | 1 | 2 | 3 | 4
| AFA |  | 0.44 | 0.35 | 0.41 | 0.37 | [5 empty] | 0.47247 | 0.47247 | 0.47247 | 0.47247 | [5 empty] | 0.65 | 0.47247 | 0.47247 | 0.47247
| POW |  | 0.429 | 0.4 | 0.44 | 0.3 | [5 empty] | 0.35 | 0.2 | 0.35 | 0.25 | [5 empty] | 0.33 | 0.18857 | 0.33 | 0.23571
CHPR | OIL |  | 1.4464 | 1.6403 | 1.38 | 2.6337 | [5 empty] | 1.7142 | 3.4908 | 1.7142 | 2.6865 | [5 empty] | 1.7142 | 3.2533 | 1.7142 | 2.5772
| GAS |  | 0.97715 | 1.0804 | 0.94062 | 1.5373 | [5 empty] | 0.94049 | 1.4784 | 0.94049 | 1.2688 | [5 empty] | 1.0074 | 1.5496 | 1.0074 | 1.339
| COAL |  | 1.8269 | 2.116 | 1.7308 | 3.8137 | [5 empty] | 1.6656 | 3.3299 | 1.6656 | 2.584 | [5 empty] | 1.8381 | 3.6374 | 1.8381 | 2.8283
| PEAT |  | 24.5053 | -105.2837 | 16.326 | -6.6226 | [5 empty] | 30.1112 | -6.2299 | 30.1112 | -9.5647 | [5 empty] | 2.0303 | 4.303 | 2.0303 | 3.2424
| BIO |  | 1.9937 | 2.331 | 1.883 | 4.4472 | Total |  |  |  |  | 1.9983 | 4.5644 | 1.9983 | 3.3294 | Total |  |  |  |  | 2.4122 | 5.9522 | 2.4122 | 4.1658 | Total
| MW(h) |  | 1863.9974 | 648.2364 | 275.9231 | 81.6803 | 2869.8372 |  |  |  |  | 1837.7016 | 290.3572 | 159.6097 | 231.8479 | 2519.5163 |  |  |  |  | 1825.0618 | 0 | 0 | 0 | 1825.0618
|  |  | 999.1735 | 1014.1992 | 2793.193 | 2229.6691 | 7036.2348 | [20 empty] | Statist
[10 empty] | Statist | [8 empty] | Statist
| CHP PLANTS |  | 1 | 2 | 3 | 4 | MW(h) | MW(e) | Adjust | MWe |  | 1 | 2 | 3 | 4 | MW(h) | MW(e) | Adjust | MWe |  | 1 | 2 | 3 | 4 | MW(h) | MW(e) | Adjust | MWe
CAP | OIL |  | 0 | 0 | 0 | 0 | FALSE | FALSE | 9 | 115 |  | 0 | 0 | 0 | 0 | FALSE | FALSE | 3 |  |  | 1.4365 | 0 | 0 | 0 | 67.8242 | 39.565 | 1.7 | 135
| GAS |  | 0 | 0 | 0 | 0 | FALSE | FALSE | 2.2 | 782.6 |  | 0 | 0 | 0 | 0 | FALSE | FALSE | 1 |  |  | 18.8092 | 0 | 0 | 0 | 888.064 | 881.5425 | 0.83 | 1085.4
| COAL |  | 0 | 0 | 0 | 0 | FALSE | FALSE | 1 | 480 |  | 0 | 0 | 0 | 0 | FALSE | FALSE | 1 |  |  | 17.5354 | 0 | 0 | 0 | 827.9198 | 450.4258 | 1.3 | 463
| PEAT |  | 0 | 0 | 0 | 0 | FALSE | FALSE | 1.15 | 849 |  | 0 | 0 | 0 | 0 | FALSE | FALSE | 1 |  |  | 0.26261 | 0 | 0 | 0 | 12.3992 | 6.107 | 1 | 0
| BIO |  | 0 | 0 | 0 | 0 | FALSE | FALSE | 0.68 | 353 |  | 0 | 0 | 0 | 0 | FALSE | FALSE | 0.9 |  |  | 0.61114 | 0 | 0 | 0 | 28.8547 | 11.9619 | 4 | 20
| TOTAL |  | 0 | 0 | 0 | 0 | 0 | 0 |  | 2579.6 |  | 0 | 0 | 0 | 0 | 0 | 0 |  | 0 |  | 38.6548 | 0 | 0 | 0 | 1825.0618 | 1389.6022 |  | 1703.4
| CHP PLANTS |  | 1 | 2 | 3 | 4 | [5 empty] | 1 | 2 | 3 | 4 | [5 empty] | 1 | 2 | 3 | 4
CAP | OIL |  | FALSE | FALSE | FALSE | FALSE | 0 |  |  |  |  | FALSE | FALSE | FALSE | FALSE | 0 |  |  |  |  | 107.3892 | 0 | 0 | 0 | 107.3892
| GAS |  | FALSE | FALSE | FALSE | FALSE | 0 |  |  |  |  | FALSE | FALSE | FALSE | FALSE | 0 |  |  |  |  | 1769.6065 | 0 | 0 | 0 | 1769.6065
| COAL |  | FALSE | FALSE | FALSE | FALSE | 0 |  |  |  |  | FALSE | FALSE | FALSE | FALSE | 0 |  |  |  |  | 1278.3456 | 0 | 0 | 0 | 1278.3456
| PEAT |  | FALSE | FALSE | FALSE | FALSE | 0 |  |  |  |  | FALSE | FALSE | FALSE | FALSE | 0 |  |  |  |  | 18.5062 | 0 | 0 | 0 | 18.5062
| BIO |  | FALSE | FALSE | FALSE | FALSE | 0 |  |  |  |  | FALSE | FALSE | FALSE | FALSE | 0 |  |  |  |  | 40.8166 | 0 | 0 | 0 | 40.8166
| TOTAL |  | 0 | 0 | 0 | 0 | 0 |  |  |  |  | 0 | 0 | 0 | 0 | 0 |  |  |  |  | 3214.664 | 0 | 0 | 0 | 3214.664
| CHP PLANTS |  | 2010 | 2015 | 2020 | 2025 | 2030 | 2040 | 2050 |  |  | 2010 | 2015 | 2020 | 2025 | 2030 | 2040 | 2050 |  |  | 2010 | 2015 | 2020 | 2025 | 2030 | 2040 | 2050
1 | GAS |  | 905 | 905 | 905 | 452 | 452 | 0 | 0 |  |  | 100 | 100 | 60 | [6 empty] | 2125 | 1996 | 1996 | 1996 | 1744.1055 | 825.3654
1 | COAL |  | 854 | 854 | 593 | 0 | 0 | 0 | 0 |  |  | 100 | 100 | 60 | [6 empty] | 1564 | 1564 | 1564 | 680 | 460 | 0
1 | BIO |  | 0 | 0 | 390 | 390 | 390 | 390 | 390 |  |  | 100 | 100 | 60 | [6 empty] | 70 | 293.4 | 403.4 | 403.4 | 403.4 | 403.4 | 100
1 | OTHER |  | 0 | 0 | 0 | 0 | 0 | 0 | 0 |  |  | 100 | 100 | 60 | [6 empty] | 215 | 0 | 0 | 0 | 0 | 0
2 | GAS |  | 671.8 | 854.8 | 627.8 | 627.8 | 492.4 | 194.7 | 0 |  |  | 100 | 100 | 60 | [6 empty] | 0 | 0 | 0 | 0 | 0 | 0
2 | COAL |  | 0 | 0 | 0 | 0 | 0 | 0 | 0 |  |  | 100 | 100 | 60 | [6 empty] | 0 | 0 | 0 | 0 | 0 | 0
2 | BIO |  | 659 | 768.5 | 736.5 | 631.5 | 461.5 | 309.5 | 0 |  |  | 100 | 100 | 60 | [6 empty] | 0 | 0 | 0 | 0 | 0 | 0
2 | OTHER |  | 0 | 0 | 0 | 0 | 0 | 0 | 0 |  |  | 100 | 100 | 60 | [6 empty] | 0 | 0 | 0 | 0 | 0 | 0
3 | GAS |  | 0.4 | 3.6 | 3.6 | 3.6 | 3.6 | 3.6 | 0 |  |  | 100 | 100 | 60 | [6 empty] | 0 | 0 | 0 | 0 | 0 | 0
3 | COAL |  | 385 | 385 | 385 | 385 | 385 | 385 | 0 |  |  | 100 | 100 | 60 | [6 empty] | 0 | 0 | 0 | 0 | 0 | 0
3 | BIO |  | 2642.8 | 2642.8 | 2357.8 | 1774.8 | 1100.7 | 668.7 | 0 |  |  | 100 | 100 | 60 | [6 empty] | 0 | 0 | 0 | 0 | 0 | 0
3 | OTHER |  | 89.9 | 89.9 | 0 | 0 | 0 | 0 | 0 |  |  | 100 | 100 | 60 | [6 empty] | 0 | 0 | 0 | 0 | 0 | 0
4 | GAS |  | 7 | 7 | 7 | 7 | 7 | 0 | 0 |  |  | 100 | 100 | 60 | [6 empty] | 0 | 0 | 0 | 0 | 0 | 0
4 | COAL |  | 186 | 186 | 226 | 175 | 175 | 40 | 40 |  |  | 100 | 100 | 60 | [6 empty] | 0 | 0 | 0 | 0 | 0 | 0
4 | BIO |  | 1644.3 | 1652.7 | 1342.1 | 1160.1 | 817.1 | 168.8 | 0 |  |  | 100 | 100 | 60 | [6 empty] | 0 | 0 | 0 | 0 | 0 | 0
4 | OTHER |  | 173.1 | 173.1 | 173.1 | 134.1 | 105 | 0 | 0 |  |  | 100 | 100 | 60 | [6 empty] | 0 | 0 | 0 | 0 | 0 | 0
| HPL PLANTS |  | 1 | 2 | 3 | 4 | [5 empty] | 1 | 2 | 3 | 4 | [5 empty] | 1 | 2 | 3 | 4
| AFA |  | 0.085852 | 0.14659 | 0.076715 | 0.1227 | Total |  |  |  |  | 0.13 | 0.13 | 0.13 | 0.13 | Total |  |  |  |  | 0.09 | 0.1 | 0.1 | 0.1 | Total
|  |  | 959.3163 | 878.698 | 98.363 | 136.8379 | 2073.2152 |  |  |  |  | 846.4402 | 631.0273 | 38.509 | 295.5888 | 1811.5653 |  |  |  |  | 2616.7055 | 0 | 0 | 0 | 2616.7055
| GAS: 3.7623; COAL: 7.6905; PEAT: 0.91349; BIOM: 1.852 |  |  |  | 5.7158 | 5.0156 | 0.3296 | 1.7857 | [5 empty] | 13.7749 | 0 | 0 | 0
| HPL PLANTS |  | 1 | 2 | 3 | 4 | MW(h) |  | Adjust |  |  | 1 | 2 | 3 | 4 | MW(h) |  | Adjust |  |  | 1 | 2 | 3 | 4 | MW(h) |  | Adjust
| OIL |  | FALSE | FALSE | FALSE | FALSE | 0 |  | 8 |  |  | FALSE | FALSE | FALSE | FALSE | 0 |  | 4 |  |  | 488.5473 | 0 | 0 | 0 | 488.5473 |  | 7.5
| GAS |  | FALSE | FALSE | FALSE | FALSE | 0 |  | 2 |  |  | FALSE | FALSE | FALSE | FALSE | 0 |  | 2 |  |  | 1668.2895 | 0 | 0 | 0 | 1668.2895 |  | 2
| COAL |  | FALSE | FALSE | FALSE | FALSE | 0 |  | 1 |  |  | FALSE | FALSE | FALSE | FALSE | 0 |  | 1 |  |  | 421.4182 | 0 | 0 | 0 | 421.4182 |  | 1
| PEAT |  | FALSE | FALSE | FALSE | FALSE | 0 |  | 1 |  |  | FALSE | FALSE | FALSE | FALSE | 0 |  | 1 |  |  | 7.2156 | 0 | 0 | 0 | 7.2156 |  | 0.6
| BIO |  | FALSE | FALSE | FALSE | FALSE | 0 |  | 1 |  |  | FALSE | FALSE | FALSE | FALSE | 0 |  | 1 |  |  | 31.2349 | 0 | 0 | 0 | 31.2349 |  | 0.4
| TOTAL |  | 0 | 0 | 0 | 0 | 0 |  |  |  |  | 0 | 0 | 0 | 0 | 0 |  |  |  |  | 2616.7055 | 0 | 0 | 0 | 2616.7055
| HPL PLANTS |  | 2010 | 2015 | 2020 | 2025 | 2030 | 2040 | 2050 |  |  | 2010 | 2015 | 2020 | 2025 | 2030 | 2040 | 2050 |  |  | 2010 | 2015 | 2020 | 2025 | 2030 | 2040 | 2050
1 | GAS |  | 464.5 | 479.5 | 369.5 | 224 | 130 | 0 | 0 |  |  | 90 | 70 | 50 | 0 | 0 | 0 |  |  |  | 1912 | 2004 | 1389.1911 | 816.3308 | 618.0485 | 0 | 0
1 | COAL |  | 0.09913 | 0.08713 | 0.0356 | 0.0074 | 0.0039 | 0 | 0 |  |  | 90 | 70 | 50 | 0 | 0 | 0 |  |  |  | 420 | 420 | 260 | 0 | 0 | 0 | 0
1 | BIO |  | 58.8 | 154.8 | 221.8 | 219.8 | 219.8 | 168 | 0 |  |  | 90 | 70 | 50 | 0 | 0 | 0 |  |  |  | 20 | 20 | 242 | 492 | 492 | 492 | 400
1 | OTHER |  | 991.3 | 871.3 | 356 | 74 | 39 | 0 | 0 |  |  | 90 | 70 | 50 | 0 | 0 | 0.0024998 |  |  |  | 1750.7 | 935 | 670.6228 | 439.1822 | 398.4922 | 0 | 0
2 | GAS |  | 1080.8 | 1178.3 | 898.9 | 484.6 | 406.1 | 22.5 | 0 |  |  | 90 | 70 | 50 | 0 | 0 | 0 |  |  |  | 0 | 0 | 0 | 0 | 0 | 0
2 | COAL |  | 0.04896 | 0.04378 | 0.02411 | 0.01283 | 0.01061 | 2e-05 | 0 |  |  | 90 | 70 | 50 | 0 | 0 | 0 |  |  |  | 0 | 0 | 0 | 0 | 0 | 0
2 | BIO |  | 27.1 | 163.2 | 170.8 | 163.5 | 163.5 | 150.9 | 0 |  |  | 90 | 70 | 50 | 0 | 0 | 0 |  |  |  | 0 | 0 | 0 | 0 | 0 | 0
2 | OTHER |  | 489.6 | 437.8 | 241.1 | 128.3 | 106.1 | 0.2 | 0 |  |  | 90 | 70 | 50 | 0 | 0 | 0.0024998 |  |  |  | 0 | 0 | 0 | 0 | 0 | 0
3 | GAS |  | 0.16908 | 0.17413 | 0.12164 | 0.07859 | 0.06139 | 0 | 0 |  |  | 90 | 70 | 50 | 0 | 0 | 0 |  |  |  | 0 | 0 | 0 | 0 | 0 | 0
3 | COAL |  | 0.16908 | 0.17413 | 0.12164 | 0.07859 | 0.06139 | 0 | 0 |  |  | 90 | 70 | 50 | 0 | 0 | 0 |  |  |  | 0 | 0 | 0 | 0 | 0 | 0
3 | BIO |  | 333.9 | 345.4 | 222.9 | 208.4 | 204.4 | 131.5 | 0 |  |  | 90 | 70 | 50 | 0 | 0 | 0 |  |  |  | 0 | 0 | 0 | 0 | 0 | 0
3 | OTHER |  | 1690.8 | 1741.3 | 1216.4 | 785.9 | 613.9 | 0 | 0 |  |  | 90 | 70 | 50 | 0 | 0 | 0.0024998 |  |  |  | 0 | 0 | 0 | 0 | 0 | 0
4 | GAS |  | 10.4 | 10.4 | 10.4 | 10.4 | 10.4 | 0.00652 | 0 |  |  | 90 | 70 | 50 | 0 | 0 | 0 |  |  |  | 0 | 0 | 0 | 0 | 0 | 0
4 | COAL |  | 0.14938 | 0.15556 | 0.11466 | 0.0617 | 0.03448 | 0.00652 | 0 |  |  | 90 | 70 | 50 | 0 | 0 | 0 |  |  |  | 0 | 0 | 0 | 0 | 0 | 0
4 | BIO |  | 1324.2 | 1517.8 | 1345.3 | 968.9 | 854.9 | 289.7 | 0 |  |  | 90 | 70 | 50 | 0 | 0 | 0 |  |  |  | 0 | 0 | 0 | 0 | 0 | 0
4 | OTHER |  | 1493.8 | 1555.6 | 1146.6 | 617 | 344.8 | 65.2 | 0 |  |  | 90 | 70 | 50 | 0 | 0 | 0.0024998 |  |  |  | 0 | 0 | 0 | 0 | 0 | 0
0 | PUMPS |  | 38.1 | 63.6 | 63.6 | 61.5 | 61.5 | 3.6 | 0 | [11 empty] | 105 | 145 | 167 | 190 | 190 | 85 | 23

## OtherData2 (hidden)
| RegIndex | 4
| ELCBMU CO2 factor |  |  |  | Default Existing electrical availabilities - MAINELC
| Region | Factor |  |  | Region | OIL | GAS | COAL | BIOM | HYDRO | NUC | GEO | WIN | SOL |  |  | ROR Share: |  |  | AuxY | 1
| EEU | 20.78 |  |  | EEU | 0.2 | 0.7 | 0.75 | 0.7 | 0.4 | 0.85 | 0.75 | 0.27 | 0.14 |  |  | ACT | 20% | 20% | 2 | 2
| WEU | 30.6 |  |  | WEU | 0.2 | 0.7 | 0.75 | 0.7 | 0.35 | 0.85 | 0.75 | 0.27 | 0.14 |  |  | CAP | 23.93% | 23.93% | 3 | 5
| FIN | 30.1 |  |  | FIN | 0.2 | 0.7 | 0.75 | 0.7 | 0.49192 | 0.92 | 0.75 | 0.30303 | 0.11986 |  |  |  | RESID | RESID | AFA | AFA
| FIM | 30.1 |  |  | FIM | 0.2 | 0.7 | 0.75 | 0.7 | 0.49192 | 0.92 | 0.75 | 0.30303 | 0.12557 |  |  | ROR | 0 | 0 | 1 | 1
| RUS | 20.71 |  |  | RUS | 0.2 | 0.7 | 0.75 | 0.7 | 0.45 | 0.75 | 0.75 | 0.27 | 0.14 |  |  | RES | 0 | 0 | 1 | 1
| Current | 30.1 |  |  | Current | 0.2 | 0.7 | 0.75 | 0.7 | 0.49192 | 0.92 | 0.75 | 0.30303 | 0.12557 |  |  | TOTAL | 0 | 0 | 0 | 0
| CapAct | 31.536
| SCAP | 1 | [9 empty] | NUC1+2 | 0 | 0 | 0
| SHCAP | 1000
| Electricity | [10 empty] | RESID
|  | EFF | EFF | RESID | RESID | AFA | AFA | AFA |  |  |  |  | 2010 | 2015 | 2020 | 2025 | 2030 | 2040 | 2050 | 2070 | 2100 | 2017
| OIL | 40% | 40% | 0 | 0 | 0.2 | 0.2 | 0.2 | 1 |  |  | OIL | 0 | 0 | 0 | 0 | 0 | 0 | 0 | 0 | 0 | 0
| GAS | 54% | 54% | 0 | 0 | 0.7 | 0.7 | 0.7 | 2 |  |  | GAS | 0 | 0 | 0 | 0 | 0 | 0 | 0 | 0 | 0 | 0
| COAL | 44% | 44% | 0 | 0 | 0.75 | 0.75 | 0.75 | 3 |  |  | COAL | 0 | 0 | 0 | 0 | 0 | 0 | 0 | 0 | 0 | 0
| PEAT | 42% | 42% | 0 | 0 | 0.7 | 0.7 | 0.7 | 4 |  |  | PEAT | 0 | 0 | 0 | 0 | 0 | 0 | 0 | 0 | 0 | 0
| BIO | 40% | 40% | 0 | 0 | 0.7 | 0.7 | 0.7 | 4 |  |  | BIO | 0 | 0 | 0 | 0 | 0 | 0 | 0 | 0 | 0 | 0
| HYDRO | 99% | 99% | 0 | 0 | 0.49192 | 0.49192 | 0.49192 | 5 |  |  | HYDRO | 0 | 0 | 0 | 0 | 0 | 0 | 0 | 0 | 0 | 0
| NUC | 35% | 35% | 0 | 0 | 0.92 | 0.92 | 0.92 | 6 |  |  | NUC | 0 | 0 | 0 | 0 | 0 | 0 | 0 | 0 | 0 | 0
| GEO | 10% | 10% | 0 | 0 | 0.75 | 0.75 | 0.75 | 7 |  |  | GEO | 0 | 0 | 0 | 0 | 0 | 0 | 0 | 0 | 0 | 0
| WIN | 99% | 99% | 0.01 | 0.052 | 0 | 0 | 0.30303 | 8 |  |  | WIN | 10 | 20 | 100 | 100 | 100 | 70 | 50 | 0 | 0 | 52
| SOL | 99% | 99% | 0.0005 | 0.0018 | 0 | 0 | 0.12557 | 9 |  |  | SOL | 0.5 | 1 | 3 | 9 | 27 | 0 | 0 | 0 | 0 | 1.8
[12 empty] | MSW | 0 | 80 | 80 | 80 | 80 | 80 | 80 | 0 | 0 | 80
| CHP | 2010 | 2017 | 2010 | 2017 | 2010 | 2017 | 2010 | 2017 |  |  |  | Heat | 2010 | 2017 | 2010 | 2017 | 2017 | 2020
|  | EFF | EFF | RESID | RESID | AFA | AFA | CHPR | CHPR |  |  |  |  | EFF | EFF | RESID | RESID | AFA | AFA
| OIL | 85.13% | 87.98% | 0.084852 | 0.0061665 | 0.5 | 0.5 | 1.7142 | 1.8857 | 1 |  |  | OIL | 89.07% | 97.62% | 0.054368 | 0.047195 | 0.2 | 0.2
| GAS | 89.13% | 88.82% | 2.6035 | 0.85018 | 0.55 | 0.55 | 1.0074 | 1.1667 | 2 |  |  | GAS | 89.07% | 97.62% | 0.46414 | 0.20007 | 0.3 | 0.3
| COAL | 84.73% | 86.24% | 1.2008 | 1.861 | 0.55 | 0.55 | 1.8381 | 2.1287 | 3 |  |  | COAL | 91.54% | 96.54% | 0.14069 | 0.068127 | 0.5 | 0.5
| PEAT | 82.71% | 88.44% | 0.022598 | 0.016116 | 0.55 | 0.55 | 100 | 100 | 4 |  |  | PEAT | 85.11% | 93.28% | 0.0040149 | 0.00038336 | 0.5 | 0.5
| BIO | 83.57% | 85.78% | 0.01246 | 0.094612 | 0.55 | 0.55 | 2.4122 | 2.7936 | 4 |  |  | BIO | 85.11% | 97.62% | 0.02607 | 0.061582 | 0.5 | 0.5
| MSW | 90.29% | 91.33% | 0.224 | 0.224 | 0.001406 | 0.36334 | 1.8 | 1.8 | 4 |  |  | MSW | 80% | 93.28% | 0 | 0.058337 | 0.6 | 0.6
| GEO | 90% | 90% | 0 | 0 | 0.55 | 0.55 | 0.01 | 0.01 | 7 |  |  | GEO | 150.7% | 145.5% | 0.029164 | 0.1538 | 0.63995 | 0.65
| CHP PLANTS | EFF: 2010 |  |  |  | HPL PLANTS |  | 2010
| CHP | OIL | GAS | COAL | PEAT | BIOM | WASTE | [5 empty] | HPL | OIL | GAS | COAL | PEAT | BIOM | WASTE | PUMP
| 1 | 100% | 100% | 100% | 100% | 100% | 100% | 1 |  |  |  |  | 1 | 100% | 100% | 100% | 100% | 100% | 100% | 100%
| 2 | 0% | 0% | 0% | 0% | 0% | 0% | 1 |  |  |  |  | 2 | 0% | 0% | 0% | 0% | 0% | 0% | 0%
| 3 | 0% | 0% | 0% | 0% | 0% | 0% | 1 |  |  |  |  | 3 | 0% | 0% | 0% | 0% | 0% | 0% | 0%
| 4 | 0% | 0% | 0% | 0% | 0% | 0% | 1 |  |  |  |  | 4 | 0% | 0% | 0% | 0% | 0% | 0% | 0%
|  |  | 1 | 2 | 3 | 4 | [6 empty] | HPL PLANTS |  | 1 | 2 | 3 | 4
|  | AFA | 0.65 | 0.47247 | 0.47247 | 0.47247 | [6 empty] | AFA |  | 0.09 | 0.1 | 0.1 | 0.1
| CHPR RATIOS: | POW | 0.33 | 0.18857 | 0.33 | 0.23571 | 1 | 2 | 3 | 4 | Adjust |  |  |  | 1 | 2 | 3 | 4 | Total
| OIL | 0.2 | 1.7142 | 1.909 | 1.7142 | 1.8443 | 1.4365 | 0 | 0 | 0 | 1.7 |  |  | 0.75 | 2300.7989 | 0 | 0 | 0 | 2300.7989
| GAS | 1 | 1.0074 | 1.5496 | 1.0074 | 1.339 | 18.8092 | 0 | 0 | 0 | 0.83 |  |  | 1 | 13.7749 | 0 | 0 | 0
| COAL | 1 | 1.8381 | 3.6374 | 1.8381 | 2.8283 | 17.5354 | 0 | 0 | 0 | 1.3 |  | HPL PLANTS OIL: 1.5
| PEAT | 1 | 2.0303 | 4.303 | 2.0303 | 3.2424 | 0.26261 | 0 | 0 | 0 | 1 |  | HPL PLANTS OIL: 2
| BIO | 1 | 2.4122 | 5.9522 | 2.4122 | 4.1658 | 0.61114 | 0 | 0 | 0 | 4 |  | HPL PLANTS OIL: 2.4
[7 empty] | 38.6548 | 0 | 0 | 0
| MW(h) |  | 1825.0618 | 0 | 0 | 0 | 1825.0618 | [5 empty] | HPL PLANTS |  | 1 | 2 | 3 | 4 | Total
|  |  | 2278.2305 | 0 | 0 | 0 | 2278.2305 |  |  | Statist |  |  | TOTAL |  | 2300.7989 | 0 | 0 | 0 | 2300.7989
| CHP PLANTS |  | 1 | 2 | 3 | 4 | MW(h) | MW(e) | MW(tot) | MWe |  |  | HPL PLANTS |  | 1 | 2 | 3 | 4 | MW(h) |  | Adjust
| OIL |  | 107.3892 | 0 | 0 | 0 | 67.8242 | 39.565 | 107.3892 | 135 |  |  | OIL |  | 429.5666 | 0 | 0 | 0 | 429.5666 |  | 7.5
| GAS |  | 1769.6065 | 0 | 0 | 0 | 888.064 | 881.5425 | 1769.6065 | 1085.4 |  |  | GAS |  | 1466.8821 | 0 | 0 | 0 | 1466.8821 |  | 2
| COAL |  | 1278.3456 | 0 | 0 | 0 | 827.9198 | 450.4258 | 1278.3456 | 463 |  |  | COAL |  | 370.5417 | 0 | 0 | 0 | 370.5417 |  | 1
| PEAT |  | 18.5062 | 0 | 0 | 0 | 12.3992 | 6.107 | 18.5062 | 0 |  |  | PEAT |  | 6.3445 | 0 | 0 | 0 | 6.3445 |  | 0.6
| BIO |  | 40.8166 | 0 | 0 | 0 | 28.8547 | 11.9619 | 40.8166 | 20 |  |  | BIO |  | 27.464 | 0 | 0 | 0 | 27.464 |  | 0.4
| TOTAL |  | 3214.664 | 0 | 0 | 0 | 1825.0618 | 1389.6022 | 3214.664 | 1703.4 |  |  | TOTAL |  | 2300.7989 | 0 | 0 | 0 | 2300.7989
| PRODUCT | ELECTR | 30.5233 | 0 | 0 | 0 | 30.5233 | [5 empty] | PRODUCTION | HPL | 8.0154 | 0 | 0 | 0 | 8.0154 |  | BIG
|  | HEAT | 37.4169 | 0 | 0 | 0 | 37.4169 | [6 empty] | TOTHET | 45.4323 | 0 | 0 | 0 | 45.4323 |  | 45.4323
| CHP PLANTS |  | 2017 | [9 empty] | HPL PLANTS HPL: HPL PLANTS; 2010 GAS: 2017
| CHP | OIL | GAS | COAL | PEAT | BIOM | WASTE | [5 empty] | HPL | OIL | GAS | COAL | PEAT | BIOM | WASTE | PUMP
| 1 | 100% | 100% | 100% | 100% | 100% | 100% | 1 |  |  |  |  | 1 | 100% | 100% | 100% | 100% | 100% | 100% | 100%
| 2 | 0% | 0% | 0% | 0% | 0% | 0% | 1 |  |  |  |  | 2 | 0% | 0% | 0% | 0% | 0% | 0% | 0%
| 3 | 0% | 0% | 0% | 0% | 0% | 0% | 1 |  |  |  |  | 3 | 0% | 0% | 0% | 0% | 0% | 0% | 0%
| 4 | 0% | 0% | 0% | 0% | 0% | 0% | 1 |  |  |  |  | 4 | 0% | 0% | 0% | 0% | 0% | 0% | 0%
|  |  | 1 | 2 | 3 | 4 | [6 empty] | 2017 GAS: 1; 2017 COAL: 2; 2017 PEAT: 3; 2017 BIOM: 4
|  | AFA | 0.65 | 0.47247 | 0.47247 | 0.47247 | [6 empty] | AFA |  | 0.09 | 0.1 | 0.1 | 0.1
| CHPR RATIOS: | POW | 0.33 | 0.18857 | 0.33 | 0.23571 | 1 | 2 | 3 | 4 | Adjust |  |  |  | 1 | 2 | 3 | 4 | Total
| OIL | 0.2 | 1.8857 | 2.115 | 1.8857 | 2.0386 | 0.10801 | 0 | 0 | 0 | 1.7 | 1 |  | 0.75 | 1202.6849 | 0 | 0 | 0 | 1202.6849
| GAS | 1 | 1.1667 | 1.8746 | 1.1667 | 1.5923 | 6.5904 | 0 | 0 | 0 | 0.83 | 2 |  | 1 | 7.4845 | 0 | 0 | 0
| COAL | 1 | 2.1287 | 4.6816 | 2.1287 | 3.4667 | 28.5504 | 0 | 0 | 0 | 1.3 | 3 | HPL PLANTS OIL: 1.5
| PEAT | 1 | 2.0303 | 4.303 | 2.0303 | 3.2424 | 0.18729 | 0 | 0 | 0 | 1 | 4 | HPL PLANTS OIL: 2
| BIO | 1 | 2.7936 | 8.2457 | 2.7936 | 5.251 | 4.8338 | 0 | 0 | 0 | 4 | 5 | HPL PLANTS OIL: 2.4
[7 empty] | 40.2699 | 0 | 0 | 0
| MW(h) |  | 1529.9403 | 0 | 0 | 0 | 1529.9403 | [5 empty] | HPL PLANTS |  | 1 | 2 | 3 | 4 | Total
|  |  | 2413.5621 | 0 | 0 | 0 | 2413.5621 |  |  | Statist |  |  | TOTAL |  | 1202.6849 | 0 | 0 | 0 | 1202.6849
| CHP PLANTS |  | 1 | 2 | 3 | 4 | MW(h) | MW(e) | MW(tot) | MWe |  |  | HPL PLANTS |  | 1 | 2 | 3 | 4 | MW(h) |  | Adjust
| OIL |  | 6.28 | 0 | 0 | 0 | 4.1037 | 2.1763 | 6.28 | 135 |  |  | OIL |  | 358.7441 | 0 | 0 | 0 | 358.7441 |  | 7.5
| GAS |  | 464.9969 | 0 | 0 | 0 | 250.3825 | 214.6144 | 464.9969 | 1085.4 |  |  | GAS |  | 608.326 | 0 | 0 | 0 | 608.326 |  | 2
| COAL |  | 1594.2543 | 0 | 0 | 0 | 1084.6922 | 509.5622 | 1594.2543 | 463 |  |  | COAL |  | 172.6182 | 0 | 0 | 0 | 172.6182 |  | 1
| PEAT |  | 10.62 | 0 | 0 | 0 | 7.1154 | 3.5046 | 10.62 | 0 |  |  | PEAT |  | 0.5828 | 0 | 0 | 0 | 0.5828 |  | 0.6
| BIO |  | 249.3852 | 0 | 0 | 0 | 183.6466 | 65.7387 | 249.3852 | 20 |  |  | BIO |  | 62.4138 | 0 | 0 | 0 | 62.4138 |  | 0.4
| TOTAL |  | 2325.5364 | 0 | 0 | 0 | 1529.9403 | 795.5961 | 2325.5364 | 1703.4 |  |  | TOTAL |  | 1202.6849 | 0 | 0 | 0 | 1202.6849
| PRODUCT | ELECTR | 18.6078 | 0 | 0 | 0 | 18.6078 |  | AuxY | 3 |  |  | PRODUCTION | HPL | 8.4496 | 0 | 0 | 0 | 8.4496 |  | BIG
|  | HEAT | 33.0018 | 0 | 0 | 0 | 33.0018 |  | 2 | 4 |  |  |  | TOTHET | 41.4514 | 0 | 0 | 0 | 41.4514 |  | 41.4514
[9 empty] | 3 | 5
| CHP PLANTS |  | 2010 | 2015 | 2020 | 2025 | 2030 | 2040 | 2050 | 2017 |  |  | HPL PLANTS |  | 2010 | 2015 | 2020 | 2025 | 2030 | 2040 | 2050 | 2017 | 2017
1 | GAS | 0 | 2125 | 1996 | 1996 | 1996 | 1744.1055 | 825.3654 | 0 | 1996 | 2 |  | GAS | 0 | 1912 | 2004 | 1389.1911 | 816.3308 | 618.0485 | 0 | 0 | 1758.0765 | 1757.9765
1 | COAL | 0 | 1564 | 1564 | 1564 | 680 | 460 | 0 | 0 | 1594.2543 | 3 |  | COAL | 0 | 420 | 420 | 260 | 0 | 0 | 0 | 0 | 356 | 355.9
1 | BIO | 0 | 70 | 293.4 | 403.4 | 403.4 | 403.4 | 403.4 | 100 | 337.4 | 5 |  | BIO | 0 | 20 | 20 | 242 | 492 | 492 | 492 | 400 | 108.8 | 108.7
1 | OTHER | 0 | 215 | 0 | 0 | 0 | 0 | 0 | 0 | 6.28 | 1 |  | OTHER | 0 | 1750.7 | 935 | 670.6228 | 439.1822 | 398.4922 | 0 | 0 | 829.2491 | 829.1491
2 | GAS | 0 | 0 | 0 | 0 | 0 | 0 | 0 | 0 | 0 | 2 |  | GAS | 0 | 0 | 0 | 0 | 0 | 0 | 0 | 0 | 0 | 0
2 | COAL | 0 | 0 | 0 | 0 | 0 | 0 | 0 | 0 | 0 | 3 |  | COAL | 0 | 0 | 0 | 0 | 0 | 0 | 0 | 0 | 0 | 0
2 | BIO | 0 | 0 | 0 | 0 | 0 | 0 | 0 | 0 | 0 | 5 |  | BIO | 0 | 0 | 0 | 0 | 0 | 0 | 0 | 0 | 0 | 0
2 | OTHER | 0 | 0 | 0 | 0 | 0 | 0 | 0 | 0 | 0 | 1 |  | OTHER | 0 | 0 | 0 | 0 | 0 | 0 | 0 | 0 | 0 | 0
3 | GAS | 0 | 0 | 0 | 0 | 0 | 0 | 0 | 0 | 0 | 2 |  | GAS | 0 | 0 | 0 | 0 | 0 | 0 | 0 | 0 | 0 | 0
3 | COAL | 0 | 0 | 0 | 0 | 0 | 0 | 0 | 0 | 0 | 3 |  | COAL | 0 | 0 | 0 | 0 | 0 | 0 | 0 | 0 | 0 | 0
3 | BIO | 0 | 0 | 0 | 0 | 0 | 0 | 0 | 0 | 0 | 5 |  | BIO | 0 | 0 | 0 | 0 | 0 | 0 | 0 | 0 | 0 | 0
3 | OTHER | 0 | 0 | 0 | 0 | 0 | 0 | 0 | 0 | 0 | 1 |  | OTHER | 0 | 0 | 0 | 0 | 0 | 0 | 0 | 0 | 0 | 0
4 | GAS | 0 | 0 | 0 | 0 | 0 | 0 | 0 | 0 | 0 | 2 |  | GAS | 0 | 0 | 0 | 0 | 0 | 0 | 0 | 0 | 0 | 0
4 | COAL | 0 | 0 | 0 | 0 | 0 | 0 | 0 | 0 | 0 | 3 |  | COAL | 0 | 0 | 0 | 0 | 0 | 0 | 0 | 0 | 0 | 0
4 | BIO | 0 | 0 | 0 | 0 | 0 | 0 | 0 | 0 | 0 | 5 |  | BIO | 0 | 0 | 0 | 0 | 0 | 0 | 0 | 0 | 0 | 0
4 | OTHER | 0 | 0 | 0 | 0 | 0 | 0 | 0 | 0 | 0 | 1 |  | OTHER | 0 | 0 | 0 | 0 | 0 | 0 | 0 | 0 | 0 | 0
0 | WASTE |  | 0 | 224 | 224 | 224 | 224 | 224 | 224 | 224 |  |  | WASTE |  | 0 | 58.3374 | 58.3374 | 58.3374 | 58.3374 | 58.3374 | 0 | 58.3374 | 58.3374
|  |  | 3974 |  |  |  | 2607.5055 |  |  | 3933.9343 |  |  | PUMPS |  | 105 | 145 | 167 | 190 | 190 | 85 | 23 | 153.8 | 153.8
[13 empty] | 2017 GAS: 4102.7 |  | 3052.1256 | 3051.7256
|  |  |  | Proportional phase-out | [8 empty] | 2017 COAL: Absolute phase-out
| CHP CAP | 2010 | 2017 | 2015 | 2020 | 2025 | 2030 | 2040 | 2050 | AFA | AFA |  | HPL PLANTS | 2010 | 2017 | 2015 | 2020 | 2025 | 2030 | 2040 | 2050 | AFA | AFA
1 | OIL | 107.3892 | 6.28 | 0 | 0 | 0 | 0 | 0 | 0 | 0.39507 | 0.49096 | 4 | OIL | 1.7507 | 0.82915 | 0.82915 | 0.67054 | 0.43913 | 0.39844 | 0 | 0 | 0.006211 | 0.011384 | 4
1 | GAS | 2125 | 1996 | 1 | 1 | 1 | 0.8738 | 0.41351 | 0 | 0.67384 | 0.23427 | 1 | GAS | 1.912 | 1.758 | 2.004 | 1.3892 | 0.81633 | 0.61805 | 0 | 0 | 0.072825 | 0.034143 | 1
1 | COAL | 1564 | 1594.2543 | 0.98102 | 0.98102 | 0.42653 | 0.28854 | 0 | 0 | 0.42227 | 0.64203 | 2 | COAL | 0.42 | 0.3559 | 0.42 | 0.26 | 0 | 0 | 0 | 0 | 0.16749 | 0.095711 | 2
1 | PEAT | 18.5062 | 10.62 | 0 | 1 | 1 | 1 | 1 | 0 | 0.67161 | 0.83464 | 3 | PEAT | 0.0063445 | 0.0005828 | 0.00010713 | 0.0005828 | 0.0005828 | 0.0005828 | 0.0005828 | 0.0005828 | 0.31641 | 0.32889 | 3
1 | BIO | 51.4938 | 326.78 | 0.86535 | 1.202 | 1.202 | 1.202 | 1.202 | 0.27352 | 0.13309 | 0.15924 | 3 | BIO | 0.027464 | 0.10812 | 0.019893 | 0.24142 | 0.49142 | 0.49142 | 0.49142 | 0.39942 | 0.47462 | 0.28479 | 3
2 | OIL | 0 | 0 | 0 | 0 | 0 | 0 | 0 | 0 | 0 | 0 | 8 | OIL | 0 | 0 | 0 | 0 | 0 | 0 | 0 | 0 | 0 | 0 | 4
2 | GAS | 0 | 0 | 0 | 0 | 0 | 0 | 0 | 0 | 0 | 0 | 5 | GAS | 0 | 0 | 0 | 0 | 0 | 0 | 0 | 0 | 0 | 0 | 1
2 | COAL | 0 | 0 | 0 | 0 | 0 | 0 | 0 | 0 | 0 | 0 | 6 | COAL | 0 | 0 | 0 | 0 | 0 | 0 | 0 | 0 | 0 | 0 | 2
2 | PEAT | 0 | 0 | 0 | 0 | 0 | 0 | 0 | 0 | 0 | 0 | 7 | PEAT | 0 | 0 | 0 | 0 | 0 | 0 | 0 | 0 | 0 | 0 | 3
2 | BIO | 0 | 0 | 0 | 0 | 0 | 0 | 0 | 0 | 0 | 0 | 7 | BIO | 0 | 0 | 0 | 0 | 0 | 0 | 0 | 0 | 0 | 0 | 3
3 | OIL | 0 | 0 | 0 | 0 | 0 | 0 | 0 | 0 | 0 | 0 | 12 | OIL | 0 | 0 | 0 | 0 | 0 | 0 | 0 | 0 | 0 | 0 | 4
3 | GAS | 0 | 0 | 0 | 0 | 0 | 0 | 0 | 0 | 0 | 0 | 9 | GAS | 0 | 0 | 0 | 0 | 0 | 0 | 0 | 0 | 0 | 0 | 1
3 | COAL | 0 | 0 | 0 | 0 | 0 | 0 | 0 | 0 | 0 | 0 | 10 | COAL | 0 | 0 | 0 | 0 | 0 | 0 | 0 | 0 | 0 | 0 | 2
3 | PEAT | 0 | 0 | 0 | 0 | 0 | 0 | 0 | 0 | 0 | 0 | 11 | PEAT | 0 | 0 | 0 | 0 | 0 | 0 | 0 | 0 | 0 | 0 | 3
3 | BIO | 0 | 0 | 0 | 0 | 0 | 0 | 0 | 0 | 0 | 0 | 11 | BIO | 0 | 0 | 0 | 0 | 0 | 0 | 0 | 0 | 0 | 0 | 3
4 | OIL | 0 | 0 | 0 | 0 | 0 | 0 | 0 | 0 | 0 | 0 | 16 | OIL | 0 | 0 | 0 | 0 | 0 | 0 | 0 | 0 | 0 | 0 | 4
4 | GAS | 0 | 0 | 0 | 0 | 0 | 0 | 0 | 0 | 0 | 0 | 13 | GAS | 0 | 0 | 0 | 0 | 0 | 0 | 0 | 0 | 0 | 0 | 1
4 | COAL | 0 | 0 | 0 | 0 | 0 | 0 | 0 | 0 | 0 | 0 | 14 | COAL | 0 | 0 | 0 | 0 | 0 | 0 | 0 | 0 | 0 | 0 | 2
4 | PEAT | 0 | 0 | 0 | 0 | 0 | 0 | 0 | 0 | 0 | 0 | 15 | PEAT | 0 | 0 | 0 | 0 | 0 | 0 | 0 | 0 | 0 | 0 | 3
4 | BIO | 0 | 0 | 0 | 0 | 0 | 0 | 0 | 0 | 0 | 0 | 15 | BIO | 0 | 0 | 0 | 0 | 0 | 0 | 0 | 0 | 0 | 0 | 3
|  | 3866.3892 | 3933.9343 | [9 empty] | HPL PLANTS OIL: 4.1165; 2017 GAS: 3.0517; 2017 COAL: 3.2731
0 | WASTE | 224 | 224 | 224 | 224 | 224 | 224 | 224 | 224 |  |  | 17 | WASTE | 0 | 0.058337 | 0.058337 | 0.058337 | 0.058337 | 0.058337 | 0.058337 | 0
0 | WASTE | 0 | 0 | 0 | 0 | 0 | 0 | 0 | 0 |  |  | 17 | WASTE | 0 | 0 | 0 | 0 | 0 | 0 | 0 | 0
0 | WASTE | 0 | 0 | 0 | 0 | 0 | 0 | 0 | 0 |  |  | 17 | WASTE | 0 | 0 | 0 | 0 | 0 | 0 | 0 | 0
0 | WASTE | 0 | 0 | 0 | 0 | 0 | 0 | 0 | 0 |  |  | 17 | WASTE | 0 | 0 | 0 | 0 | 0 | 0 | 0 | 0
[12 empty] | 18 | PUMPS | 0.105 | 0.1538 | 0.145 | 0.167 | 0.19 | 0.19 | 0.085 | 0.023
[12 empty] | 18 | PUMPS | 0 | 0 | 0 | 0 | 0 | 0 | 0 | 0
[12 empty] | 18 | PUMPS | 0 | 0 | 0 | 0 | 0 | 0 | 0 | 0
[12 empty] | 18 | PUMPS | 0 | 0 | 0 | 0 | 0 | 0 | 0 | 0

## COMM2
~FI_Comm
CSet | CommName | CommDesc | Unit | LimType | CTSLvl | PeakTS | Ctype | ~COMAGG_R1C2
NRG | ELCC | Electricity (Centralized) | PJ |  | DAYNITE |  | ELC | CommName | ELCD | ELCM
NRG | ELCD | Electricity (Decentralized) | PJ |  | DAYNITE |  | ELC | ELCDP | 1
NRG | ELCDP | Electricity (Decentralized Production) | PJ | N | DAYNITE |  | ELC | ELCMP |  | 1
NRG | ELCM | Electricity (Intermediate) | PJ |  | DAYNITE |  | ELC
NRG | ELCMP | Electricity (Intermediate Production) | PJ | FX | DAYNITE |  | ELC
NRG | ELCE | Electricity (ELC) | PJ |  | DAYNITE |  | ELC
NRG | INDELC | Electricity (IND) | PJ |  | DAYNITE |  | ELC
NRG | SUPELC | Electricity (UPS) | PJ |  | WEEKLY |  | ELC
NRG | ELCNGA | Natural Gas (ELC) | PJ |  | WEEKLY
NRG | ELCBCO | Brown Coal (ELC) | PJ
NRG | ELCBGS | Biogas (ELC) | PJ
NRG | ELCBMU | Muni waste (ELC) | PJ | FX
NRG | ELCRDF | Refuse derived fuel (ELC) | PJ | FX
NRG | ELCBCR | Energy crop (ELC) | PJ
NRG | ELCGOI | HFO+DST - mixed fuel (ELC) | PJ
NRG | ELCOIL | Heavy Oil (ELC) | PJ
NRG | ELCDST | Distillate oil (ELC) | PJ
NRG | ELCCOA | Coal (ELC) | PJ
NRG | ELCNUC | Uranium (ELC) | PJ
NRG | ELCLIT | Lithium (ELC) | PJ
NRG | ELCGEO | Geothermal (ELC) | PJ | FX
NRG | ELCHYD | Hydro (ELC) | PJ |  | DAYNITE
NRG | ELCHYR | Hydro, runriver (ELC) | PJ |  | WEEKLY
NRG | ELCHYM | Hydro, mini (ELC) | PJ |  | ANNUAL
NRG | ELCHYN | Hydrogen (ELC) | PJ |  | WEEKLY
NRG | ELCSOL | Solar (ELC) | PJ
NRG | ELCTDL | Tide (ELC) | PJ
NRG | ELCWIN | Wind (ELC) | PJ
NRG | ELCWOF | Wind-Off (ELC) | PJ
NRG | ELCBIO | Biofuels (ELC) | PJ
NRG | EL1BIO | Biomass 1 (ELC) | PJ
NRG | EL2BIO | Biomass 2 (ELC) | PJ
NRG | EL3BIO | Biomass 3 (ELC) | PJ
NRG | SYNGAS | Synthetic methane gas | PJ
NRG | SYNHY0 | Hydrogen from supply | PJ |  | WEEKLY
NRG | ELCBLQ | Bio-oil (ELC) | PJ
NRG | ELCBSL | Bio solids | PJ
NRG | BIOAGR | Bio agricultural | PJ
NRG | BIOCHR | Bio-charcoal | PJ
NRG | BIORDF | Refuse derived fuel | PJ | FX
NRG | NUCLIT | Lithium (ELC) | PJ
NRG | HET1 | Heat 1 | PJ |  | DAYNITE |  | LTHEAT
NRG | HET2 | Heat 2 | PJ |  | DAYNITE |  | LTHEAT
NRG | HET3 | Heat 3 | PJ |  | DAYNITE |  | LTHEAT
NRG | HET4 | Heat 4 | PJ |  | DAYNITE |  | LTHEAT
NRG | HET | Heat | PJ |  | DAYNITE |  | LTHEAT
NRG | DHC1 | District heat and cool 1 | PJ |  | DAYNITE |  | LTHEAT
NRG | DHC3 | District heat and cool 3 | PJ |  | DAYNITE |  | LTHEAT
NRG | DCOOL | District cool | PJ |  | ANNUAL
ENV | RECHET | Recovered heat | PJ |  | DAYNITE
ENV | ELCCH4N | CH4 (ELC) | t
ENV | ELCCH4P | CH4 process (ELC) | t
ENV | ELCCO2N | CO2 (ELC) | kt
ENV | ELCCO2P | CO2 process (ELC) | kt
ENV | ELCN2ON | N2O (ELC) | t
ENV | DHET1+3 | DH Large potential | PJ
ENV | ETXGAS | ETXGAS | PJ | N
ENV | ETXCOA | ETXCOA | PJ | N
ENV | ETXPET | ETXPET | PJ | N
ENV | ETXHET | ETXHET | PJ | N
FIN | DUM1 | Dummy 1 | PJ | UP
FIN | DUM2 | Dummy 2 | PJ | UP
FIN | DUM3 | Dummy 3 | PJ | UP
FIN | DUM4 | Dummy 4 | PJ | UP
Note on M4: Production of ELCD modeled separately, to support market share constraints for total Public Electricity.
Note on N4: Production of ELCM modeled separately, to support market share constraints for total Public Electricity.

## ELC_FUELS2
Technologies to produce Electricity sector fuels |  |  |  | ~FI_T: FIM~EUR10
TechName | TechDesc | Comm-IN | Comm-OUT | CommDesc | Share~UP | Share~UP~2017 | Share~UP~2035 | EFF | AF | DELIV | VAROM | RESID~2017 | RESID~2050 | RESID~2100 | ACT_BND~UP | ACT_BND~UP~2017 | AFA
FT-ELCNGA0 | Fuel Tech - Natural Gas Mix (ELC) | GASGWG |  |  | 0 | 0 |  |  | 1 |  |  | 123.5368 | 123.5368 | 61.7684 |  |  | 0.45
|  | GASNGA |  |  | 1.001 | 1.001 | 1
|  | SYNGAS |  |  | 0.01 | 0.1 | 1
|  | SYNHY0 |  |  | 0.01 | 0.02 | 0.15
|  |  | ELCNGA | Natural Gas (ELC) |  |  |  | 1
FT-ELCOIL0 | Fuel Tech - Oil Mix (ELC) | OILCRD |  |  | 0 | 0 |  |  | 1
|  | OILDST |  |  | 0 | 0
|  | OILGSL |  |  | 0 | 0
|  | OILNAP |  |  | 0 | 0
|  | OILNGL |  |  | 0 | 0
|  | OILKER |  |  | 0 | 0
|  | OILHFO |  |  | 1.001 | 1.001 | 1
|  | OILPTC |  |  | 0 | 0
|  | OILLPG |  |  | 0 | 0
|  | GASRFG |  |  | 0 | 0
|  |  | ELCOIL | Oil (ELC) |  |  |  | 1
FT-ELCCOA0 | Fuel Tech - Coal Mix (ELC) | COAHCO |  |  | 1.0001 | 1.005 | 1 |  | 1 | [5 empty] | 27.0306 | 38.7347
|  | COAOVC |  |  | 0 | 0
|  | GASBFG |  |  | 0 | 0
|  | GASCOG |  |  | 0 | 0
|  | GASOXY |  |  | 0 | 0
|  |  | ELCCOA | Coal (ELC) |  |  |  | 1
FT-ELCBIO0 | Fuel Tech - Biofuels Mix (ELC) | BIOGLQ |  |  | 0 | 0 | 0 |  | 1 | [5 empty] | 1.7491 | 3.9371
BIOSLD
BIOWOO
|  |  | ELCBIO | Biofuels (ELC) |  |  |  | 1
FT-ELCBMU0 | Fuel Tech - Waste Mix (ELC) | BIOBIN |  |  | 0 | 0 | 0
BIOBMU
|  |  | ELCBMU | Muni waste (ELC) |  |  |  | 1
FT-ELCNUC0 | Fuel Tech - Uranium (ELC) | NUCURA | [6 empty] | 1 |  | 0.3
|  |  | ELCNUC | Uranium (ELC) |  |  |  | 1
FT-ELCLIT0 | Fuel Tech - Lithium (ELC) | NUCLIT | [6 empty] | 1 |  | 0.003
|  |  | ELCLIT | Lithium (ELC) |  |  |  | 1
~FI_T: FIM
TechName | TechDesc | Comm-IN | Comm-OUT | CommDesc | Share~FX | Share~FX~2017 | Input | AF | DELIV | LIFE
FT-ELCHYD0 | Fuel Tech - Hydro (ELC) | HYD | ELCHYD | Hydro (ELC) |  |  | 1.0101 | 1 |  | 60
|  |  | ELCHYR | Hydro, runriver (ELC) | 0.2 | 0.2
FT-ELCHYM0 | Fuel Tech - Hydro Small (ELC) | HYD | ELCHYM | Hydro, mini (ELC) |  |  | 1.0101 | 1
FT-ELCGEO0 | Fuel Tech - Geothermal (ELC) | GEO | ELCGEO | Geothermal (ELC) |  |  | 1 | 1 |  | 60
FT-ELCSOL0 | Fuel Tech - Solar (ELC) | SOL | ELCSOL | Solar (ELC) |  |  | 1 | 1 |  | 60
FT-ELCTDL0 | Fuel Tech - Tide (ELC) | TDL | ELCTDL | Tide (ELC) |  |  | 1 | 1 |  | 60
FT-ELCWIN0 | Fuel Tech - Wind (ELC) | WIN | ELCWIN | Wind (ELC) |  |  | 1.0101 | 1 |  | 60
ELCHYSS00 | Hydro seasonal storage | ELCHYD | ELCHYD | Hydro (ELC) |  |  |  | 1
ELCHYSW00 | Hydro weekly storage | ELCHYD | ELCHYD | Hydro (ELC) |  |  |  | 1
ELCHYSD00 | Hydro daynite storage | ELCHYD | ELCHYD | Hydro (ELC) |  |  |  | 1
ELCWOF000 | Load Tech - Wind Offshore (ELC) | ELCWIN | ELCWOF | Wind-off (ELC) |  |  | 1 | 1
~FI_T: FIM
TechName | TechDesc | Comm-IN | Comm-OUT | CommDesc | Input | Input~2017 | EFF | CEFF | AF | START | DELIV | Share~UP~2017 | Share~UP~2030 | Share~UP~2050 | Input~2030 | Input~2050 | LIFE
ELCELC000 | Distr Tech - Electricity (ELC) | ELCC |  |  |  | 1 |  |  | 1 | [7 empty] | 60
|  |  | ELCM | Electricity (Intermediate)
|  |  | ELCE | Electricity (ELC)
ELCELC100 | Distr Tech - Electricity (ELC) | ELCM |  |  |  | 1 |  |  | 1 | [7 empty] | 60
|  |  | ELCD | Electricity (Decentralized) | [13 empty] | Shares | Shares
ELCHET000 | Distr Tech - heat large (ELC) | HET1 |  |  | 1 | 1 | [8 empty] | 1.005 | 1.0099 | 60 | 1 | 1
|  | HET3 |  |  | 0 | 0 | [8 empty] | 0 | 0 |  | 0 | 0
|  | DHET1+3 | HET | District heat | 0 | 0 |  |  | 1 | [8 empty] | 0 | 0
ELCHET100 | Distr Tech - heat small (ELC) | HET2 |  |  |  |  | 1 |  |  | 2010 |  | 0 |  |  |  |  | 60
|  | HET4 | [9 empty] | 1.01 | 1.07 | 1.15
|  |  | HET | District heat
ELCDHC101 | Distr pump to heat 1 | DHC1 | HET1 | District heat |  | 1
ELCDHC103 | Distr pump to heat 3 | DHC3 | HET3 | District heat |  | 1 |  |  |  | 2010
ELCDHC201 | Distr pump to cool | DHC1 | DCOOL | District COOL |  |  | 1
|  | HET1 | [5 empty] | 0.84
ELCDHC203 | Distr pump to cool | DHC3 | DCOOL | District COOL |  |  | 1 |  |  | 2010
|  | HET3 | [5 empty] | 0.84
Technologies to produce Multi-fuels |  |  |  |  | ~FI_T: FIM~EUR10
TechName | TechDesc | Comm-IN | Comm-OUT | CommDesc | CommGrp | Input | ACT_EFF | Share~UP | AF | START | DELIV | LIFE | INVCOST | VAROM
FT-ELCHOIL0 | Fuel Tech - Mixed oil (ELC) | OILDST |  |  | NRG |  | 1 |  | 1 | 2010 |  | 10
BIODST
|  | OILHFO | [5 empty] | 0.9
|  |  | ELCGOI | HFO+DST - mixed fuel (ELC)
FT-ELCBIOL0 | Fuel Tech - Bio-oils (ELC) | BIOGLQ |  |  | NRG |  | 1 |  |  | 2010 |  | 10
BIODST
|  |  | ELCBLQ | Bio-oil (ELC)
FT-ELCDST0 | Fuel Tech - Light oil (ELC) | BIODST |  |  | NRG |  | 1 |  | 1 | 2010 |  | 10
OILDST
|  |  | ELCDST | Distillate oil (ELC)
FT-ELCNGA1 | Fuel Tech - Natural Gas (ELC) | GASNGA |  |  | NRG |  | 1 |  | 1 | 2010 |  | 60 | 13.5
SYNGAS
|  | SYNHY0 | [5 empty] | 0.15
|  |  | ELCNGA | Natural gas (ELC)
FT-ELCOIL1 | Fuel Tech - Oil (ELC) | OILHFO |  |  |  | 1 |  |  |  | 2010 |  | 10
ELCOIL
FT-ELCRDF1 | Fuel Tech - Refuse derived fuel (ELC) | BIORDF |  |  |  | 1 |  |  |  | 2010 |  | 10
|  |  | ELCRDF | Refuse derived fuel (ELC)
FT-ELCHCO1 | Fuel Tech - Hard Coal (ELC) | COAHCO |  |  |  | 1 |  |  |  | 2010 | 0.41667 | 10
|  |  | ELCCOA | Coal (ELC)
FT-ELCBCO1 | Fuel Tech - Brown Coal (ELC) | COABCO |  |  |  | 1 |  |  |  | 2010 |  | 10
|  |  | ELCBCO | Peat (ELC)
FT-ELCBGS1 | Fuel Tech - Biogas (ELC) | BIOGAS |  |  |  | 1 |  |  |  | 2010 |  | 10
|  |  | ELCBGS | Biogas (ELC)
FT-ELCBIO10 | Fuel Tech - Biofuels (ELC) | BIOCHR |  |  |  | 1 |  |  |  | 2015 | 1.18
ELCBSL
FT-ELCBIO11 | Fuel Tech - Biowood (ELC) | BIOWOO |  |  |  | 1 |  |  |  | 2011 |  | 10 |  | 0.24
|  |  | ELCBIO | Solid biomass (ELC)
FT-ELCBIO12 | Fuel Tech - Biosolid (ELC) | BIOAGR |  |  |  | 1 |  |  |  | 2011 |  | 10 |  | 0.24
|  |  | ELCBIO | Solid biomass (ELC)
FT-ELCBIO19 | Fuel Tech - Imported Biomass 1 (ELC) | BIOTRD |  |  |  | 1 |  |  |  | 2015 |  |  |  | 0.35
|  |  | EL1BIO | Solid biomass (ELC)
ELCBIO201 | Dummy Tech - Biofuels 1 (ELC) | ELCBIO |  |  |  | 1 |  |  |  | 2010 |  |  |  | 0.46 |  | 0.7
|  |  | EL1BIO | Solid biomass (ELC)
ELCBIO202 | Dummy Tech - Biofuels 2 (ELC) | ELCBIO |  |  |  | 1 |  |  |  | 2010 |  |  |  | 0.11 |  | 0.35
|  |  | EL2BIO | Solid biomass (ELC)
ELCBIO203 | Dummy Tech - Biofuels 3 (ELC) | ELCBIO |  |  |  | 1 |  |  |  | 2010 |  |  |  | 0.18 |  | 0.42
|  |  | EL3BIO | Solid biomass (ELC)
ELCBIO301 | Dummy Tech - Biofuels steps for 1 (ELC) | ELCBIO |  |  |  | 1 |  |  |  | 2150 |  |  |  | 0.1
|  | DUM1 | EL1BIO | Solid biomass (ELC) | FIN |  | 1 |  |  |  | 0
|  | DUM2 | [8 empty] | 0.59196
|  | DUM3 | [8 empty] | 0.90438
|  | DUM4 | [8 empty] | 1.373
Note on L5: Need to be entered in the rows which have the respective input commodities
Note on K42: Need to be entered in the rows which have the respective input commodities
Note on M80: Need to be entered in the rows which have the respective input commodities

## ELC_New2
[10 empty] | 2010 | 2017 | 2015 | 2020 | 2025 | 2030 | 2040 | 2050 | 2070 | 2100 | 0.001 | [5 empty] | ECAP | 1 |  |  | 10%
~FI_T: FIM
TechName | TechDesc | Comm-IN | Comm-OUT | AF | EFF | EFF~2017 | AFA | AFA~2017 | AFA~2020 | RESID~2010 | RESID~2017 | \I: RESID~2015 | RESID~2020 | RESID~2025 | RESID~2030 | RESID~2040 | RESID~2050 | RESID~2070 | RESID~2100 | Cap2Act | PEAK | CEH | CEH~2017 | AFAC~2020 | AFAC~0 | \I: Calc | \I: Calc-CHPR | \I: Calc-CHPR | \I: Calc-Eff | \I: Calc-Eff | \I: CEH Default | \I: CEFF
EOILGEN00 | EPLT: Existing OIL-based capacity | ELCOIL | ELCC | 0.95 | 40% | 40% | 0.204 | 0.204 | 0.2 | 0 | 0 | [8 empty] | 0.031536 | 1
EGASGEN00 | EPLT: Existing GAS-based capacity | ELCNGA | ELCC | 0.95 | 54% | 54% | 0.714 | 0.714 | 0.7 | 0 | 0 | [8 empty] | 0.031536 | 1
ECOAGEN00 | EPLT: Existing COA-based capacity | ELCCOA | ELCC | 0.95 | 44% | 44% | 0.7575 | 0.7575 | 0.75 | 0 | 0 | [8 empty] | 0.031536 | 1
EBCOGEN00 | EPLT: Existing BCO-based capacity | ELCBCO | ELCC | 0.95 | 42% | 42% | 0.714 | 0.714 | 0.7 | 0 | 0 | [8 empty] | 0.031536 | 1
EBIOGEN00 | EPLT: Existing BIO-based capacity | ELCBIO | ELCC | 0.95 | 40% | 40% | 0.714 | 0.714 | 0.7 | 0 | 0 | [8 empty] | 0.031536 | 1
EHYDRUN00 | EPLT: Existing HYD-based capacity | ELCHYR | ELCC | 0.9 | 100% | 100% | 1 | 1 |  | 0 | 0 | [8 empty] | 0.031536 | 0.75
EHYDDAM00 | EPLT: Existing HYD-based capacity | ELCHYD | ELCC | 0.9 | 100% | 100% | 1 | 1 |  | 0 | 0 | [8 empty] | 0.031536 | 0.75
ENUCGEN10 | EPLT: Existing NUC-based capacity | ELCNUC | ELCC | 1 | 35% | 35% | 0.92 | 0.92 | 0.92 | 0 | 0 |  | 0 | 0 | 0 | 0 | 0 | 0 |  | 0.031536 | 1
ENUCGEN20 | EPLT: Existing NUC-based capacity | ELCNUC | ELCC | 1 | 35% | 35% | 0.92 | 0.92 | 0.92 | 0 | 0 | 0 | 0 | 0 | 0 | 0 | 0 | 0 |  | 0.031536 | 1
ENUCGEN30 | EPLT: Existing NUC-based capacity | ELCNUC | ELCC | 1 | 36.5% | 36.5% | 0 | 0 | 0.92 | 0 | 0 | 0 | 0 | 0 | 0 | 0 | 0 | 0 |  | 0.031536 | 1
EGEOGEN00 | EPLT: Existing GEO-based capacity | ELCGEO | ELCC | 0.9 | 10% | 10% | 0.75 | 0.75 | 0.75 | 0 | 0 | [8 empty] | 0.031536 | 1
EWINGEN00 | EPLT: Existing WIN-based capacity | ELCWIN | ELCC | [6 empty] | 10 | 52 | 20 | 100 | 100 | 100 | 70 | 50 | 0 |  | 0.031536 | 0.1
ESOLGEN00 | EPLT: Existing SOL-based capacity | ELCSOL | ELCC | [6 empty] | 0.5 | 1.8 | 1 | 3 | 9 | 27 | 0 |  |  |  | 0.031536 | 0.5
\I:
DHPGEOP00 | CHP: Existing GEO-based capacity | ELCGEO | ELCC | 0.95 | 89.11% | 89.11% | 0.55 | 0.55 |  | 0 | 0 | 0 | 0 | 0 | 0 |  |  |  |  | 0.031536 | 1 | 0 | 0 |  |  |  | 0.01 | 0.01
DHPBMUP100 | CHP: Existing BMU-based capacity | ELCBMU | ELCC | 0.95 | 32.25% | 32.62% | 0.00142 | 0.36334 | 0.654 | 80 | 80 | 80 | 80 | 80 | 80 | 80 | 80 |  |  | 0.031536 | 1 | 0 | 0 |  |  |  | 1.8 | 1.8 | 90.29% | 91.33% | 1
DHPBMUP200 | CHP: Existing BMU-based capacity | ELCBMU | ELCC | 0.95 | 32.25% | 32.62% | 0.00142 | 0.36334 | 0.654 | 0 | 0 | 0 | [7 empty] | 0.031536 | 1 | 0 | 0 |  |  |  | 1.8 | 1.8 | 90.29% | 91.33% | 1
DHPBMUP300 | CHP: Existing BMU-based capacity | ELCBMU | ELCC | 0.95 | 32.25% | 32.62% | 0.00142 | 0.36334 | 0.654 | 0 | 0 | 0 | [7 empty] | 0.031536 | 1 | 0 | 0 |  |  |  | 1.8 | 1.8 | 90.29% | 91.33% | 1
DHPBMUP400 | CHP: Existing BMU-based capacity | ELCBMU | ELCC | 0.95 | 32.25% | 32.62% | 0.00142 | 0.36334 | 0.654 | 0 | 0 | 0 | [7 empty] | 0.031536 | 1 | 0 | 0 |  |  |  | 1.8 | 1.8 | 90.29% | 91.33% | 1
\I:
DHPOILP100 | CHP: Existing OIL-based capacity | ELCOIL | ELCC | 0.95 | 31.37% | 30.49% | 0.39507 | 0.49096 | 0.5 | 39.565 | 2.1763 | 0 | 0 | [6 empty] | 0.031536 | 1 | 0 | 0 |  |  | 1 | 1.7142 | 1.8857 | 85.13% | 87.98% | 1
DHPGASP100 | CHP: Existing GAS-based capacity | ELCNGA | ELCC | 0.95 | 44.4% | 41% | 0.67384 | 0.23427 | 0.55 | 1058.5844 | 921.2325 | 921.2325 | 921.2325 | 921.2325 | 804.9733 | 380.9386 | 0 |  |  | 0.031536 | 1 | -0.1 | -0.1 | 1.6282 | 5 | 2 | 1.0074 | 1.1667 | 89.13% | 88.82% | 10 | 0.52
DHPCOAP100 | CHP: Existing COA-based capacity | ELCCOA | ELCC | 0.95 | 29.86% | 27.56% | 0.42227 | 0.64203 | 0.64203 | 551.0763 | 509.5622 | 499.8922 | 499.8922 | 217.3444 | 147.0271 | 0 |  |  |  | 0.031536 | 1 | -0.14286 | -0.14286 | 1.1944 | 5 | 3 | 1.8381 | 2.1287 | 84.73% | 86.24% | 7 | 0.4
DHPBCOP100 | CHP: Existing BCO-based capacity | ELCBCO | ELCC | 0.95 | 27.29% | 29.18% | 0.67161 | 0.83464 | 0.83464 | 6.107 | 3.5046 | 0 | 3.5046 | 3.5046 | 3.5046 | 3.5046 | 0 |  |  | 0.031536 | 1 | 0 | 0 |  |  | 4 | 2.0303 | 2.0303 | 82.71% | 88.44% | 1
DHPBIOP100 | CHP: Existing BIO-based capacity | ELCBIO | ELCC | 0.95 | 24.49% | 22.61% | 0.13309 | 0.15924 | 0.55 | 15.091 | 86.1402 | 74.5417 | 103.538 | 103.538 | 103.538 | 103.538 | 23.5608 |  |  | 0.031536 | 1 | 0 | 0 |  |  | 5 | 2.4122 | 2.7936 | 83.57% | 85.78% | 1
\I:
DHPOILP200 | CHP: Existing OIL-based capacity | ELCOIL | ELCMP | 0.95 | 29.27% | 28.24% | 0 | 0 | 0.5 | 0 | 0 | [8 empty] | 0.031536 | 1 | 0 | 0 |  |  | 1 | 1.909 | 2.115 | 85.13% | 87.98% | 1
DHPGASP200 | CHP: Existing GAS-based capacity | ELCNGA | ELCMP | 0.95 | 34.96% | 30.9% | 0 | 0 | 0.55 | 0 | 0 | [8 empty] | 0.031536 | 1 | 0 | 0 |  |  | 2 | 1.5496 | 1.8746 | 89.13% | 88.82% | 1
DHPCOAP200 | CHP: Existing COA-based capacity | ELCCOA | ELCMP | 0.95 | 18.27% | 15.18% | 0 | 0 | 0.55 | 0 | 0 | [8 empty] | 0.031536 | 1 | 0 | 0 |  |  | 3 | 3.6374 | 4.6816 | 84.73% | 86.24% | 1
DHPBCOP200 | CHP: Existing BCO-based capacity | ELCBCO | ELCMP | 0.95 | 15.6% | 16.68% | 0 | 0 | 0.55 | 0 | 0 | [8 empty] | 0.031536 | 1 | 0 | 0 |  |  | 4 | 4.303 | 4.303 | 82.71% | 88.44% | 1
DHPBIOP200 | CHP: Existing BIO-based capacity | ELCBIO | ELCMP | 0.95 | 12.02% | 9.278% | 0 | 0 | 0.55 | 0 | 0 | [8 empty] | 0.031536 | 1 | 0 | 0 |  |  | 5 | 5.9522 | 8.2457 | 83.57% | 85.78% | 1
\I:
DHPOILP300 | CHP: Existing OIL-based capacity | ELCOIL | ELCC | 0.95 | 31.37% | 30.49% | 0 | 0 | 0.5 | 0 | 0 | [8 empty] | 0.031536 | 1 | 0 | 0 |  |  | 1 | 1.7142 | 1.8857 | 85.13% | 87.98% | 1
DHPGASP300 | CHP: Existing GAS-based capacity | ELCNGA | ELCC | 0.95 | 44.4% | 41% | 0 | 0 | 0.55 | 0 | 0 | [8 empty] | 0.031536 | 1 | 0 | 0 |  |  | 2 | 1.0074 | 1.1667 | 89.13% | 88.82% | 1
DHPCOAP300 | CHP: Existing COA-based capacity | ELCCOA | ELCC | 0.95 | 29.86% | 27.56% | 0 | 0 | 0.55 | 0 | 0 | [8 empty] | 0.031536 | 1 | -0.14286 | -0.14286 | 1.3942 | 5 | 3 | 1.8381 | 2.1287 | 84.73% | 86.24% | 7 | 0.4
DHPBCOP300 | CHP: Existing BCO-based capacity | ELCBCO | ELCC | 0.95 | 27.29% | 29.18% | 0 | 0 | 0.55 | 0 | 0 | [8 empty] | 0.031536 | 1 | -0.14286 | -0.14286 | 1.4094 | 5 | 4 | 2.0303 | 2.0303 | 82.71% | 88.44% | 7 | 0.4
DHPBIOP300 | CHP: Existing BIO-based capacity | ELCBIO | ELCC | 0.95 | 24.49% | 22.61% | 0 | 0 | 0.55 | 0 | 0 | [8 empty] | 0.031536 | 1 | 0 | 0 |  |  | 5 | 2.4122 | 2.7936 | 83.57% | 85.78% | 1
\I:
DHPOILP400 | CHP: Existing OIL-based capacity | ELCOIL | ELCMP | 0.95 | 29.93% | 28.95% | 0 | 0 | 0.5 | 0 | 0 | [8 empty] | 0.031536 | 1 | 0 | 0 |  |  | 1 | 1.8443 | 2.0386 | 85.13% | 87.98% | 1
DHPGASP400 | CHP: Existing GAS-based capacity | ELCNGA | ELCMP | 0.95 | 38.11% | 34.27% | 0 | 0 | 0.55 | 0 | 0 | [8 empty] | 0.031536 | 1 | 0 | 0 |  |  | 2 | 1.339 | 1.5923 | 89.13% | 88.82% | 1
DHPCOAP400 | CHP: Existing COA-based capacity | ELCCOA | ELCMP | 0.95 | 22.13% | 19.31% | 0 | 0 | 0.55 | 0 | 0 | [8 empty] | 0.031536 | 1 | 0 | 0 |  |  | 3 | 2.8283 | 3.4667 | 84.73% | 86.24% | 1
DHPBCOP400 | CHP: Existing BCO-based capacity | ELCBCO | ELCMP | 0.95 | 19.5% | 20.85% | 0 | 0 | 0.55 | 0 | 0 | [8 empty] | 0.031536 | 1 | 0 | 0 |  |  | 4 | 3.2424 | 3.2424 | 82.71% | 88.44% | 1
DHPBIOP400 | CHP: Existing BIO-based capacity | ELCBIO | ELCMP | 0.95 | 16.18% | 13.72% | 0 | 0 | 0.55 | 0 | 0 | [8 empty] | 0.031536 | 1 | 0 | 0 |  |  | 5 | 4.1658 | 5.251 | 83.57% | 85.78% | 1
\I:
HETOILP100 | HET: Existing OIL-based capacity | ELCOIL | HET1 | 0.95 | 89.07% | 97.62% | 0.01 | 0.011384 | 0.2 | 1.7507 | 0.82915 | 0.82915 | 0.67054 | 0.43913 | 0.39844 | 0 |  |  |  | 31.536
HETGASP100 | HET: Existing GAS-based capacity | ELCNGA | HET1 | 0.95 | 89.07% | 97.62% | 0.072825 | 0.034143 | 0.3 | 1.912 | 1.758 | 2.004 | 1.3892 | 0.81633 | 0.61805 | 0 |  |  |  | 31.536
HETCOAP100 | HET: Existing COA-based capacity | ELCCOA | HET1 | 0.95 | 91.54% | 96.54% | 0.16749 | 0.095711 | 0.5 | 0.42 | 0.3559 | 0.42 | 0.26 | 0 | [5 empty] | 31.536
HETBCOP100 | HET: Existing BCO-based capacity | ELCBCO | HET1 | 0.95 | 85.11% | 93.28% | 0.31641 | 0.32889 | 0.5 | 0.0063445 | 0.0005828 | 0.00010713 | 0.0005828 | 0.0005828 | 0.0005828 | 0.0005828 | 0.0005828 |  |  | 31.536
HETBIOP100 | HET: Existing BIO-based capacity | ELCBIO | HET1 | 0.95 | 85.11% | 97.62% | 0.47462 | 0.28479 | 0.5 | 0.027464 | 0.10812 | 0.019893 | 0.24142 | 0.49142 | 0.49142 | 0.49142 | 0.39942 |  |  | 31.536
\I:
HETOILP200 | HET: Existing OIL-based capacity | ELCOIL | HET2 | 0.95 | 89.07% | 97.62% | 0.01 | 0.01 | 0.2 | 0 | 0 | [8 empty] | 31.536
HETGASP200 | HET: Existing GAS-based capacity | ELCNGA | HET2 | 0.95 | 89.07% | 97.62% | 0.01 | 0.01 | 0.3 | 0 | 0 | [8 empty] | 31.536
HETCOAP200 | HET: Existing COA-based capacity | ELCCOA | HET2 | 0.95 | 91.54% | 96.54% | 0.01 | 0.01 | 0.5 | 0 | 0 | [8 empty] | 31.536
HETBCOP200 | HET: Existing BCO-based capacity | ELCBCO | HET2 | 0.95 | 85.11% | 93.28% | 0.01 | 0.01 | 0.5 | 0 | 0 | [8 empty] | 31.536
HETBIOP200 | HET: Existing BIO-based capacity | ELCBIO | HET2 | 0.95 | 85.11% | 97.62% | 0.01 | 0.01 | 0.5 | 0 | 0 | [8 empty] | 31.536
\I:
HETOILP300 | HET: Existing OIL-based capacity | ELCOIL | HET3 | 0.95 | 89.07% | 97.62% | 0.01 | 0.01 | 0.2 | 0 | 0 | [8 empty] | 31.536
HETGASP300 | HET: Existing GAS-based capacity | ELCNGA | HET3 | 0.95 | 89.07% | 97.62% | 0.01 | 0.01 | 0.3 | 0 | 0 | [8 empty] | 31.536
HETCOAP300 | HET: Existing COA-based capacity | ELCCOA | HET3 | 0.95 | 91.54% | 96.54% | 0.01 | 0.01 | 0.5 | 0 | 0 | [8 empty] | 31.536
HETBCOP300 | HET: Existing BCO-based capacity | ELCBCO | HET3 | 0.95 | 85.11% | 93.28% | 0.01 | 0.01 | 0.5 | 0 | 0 | [8 empty] | 31.536
HETBIOP300 | HET: Existing BIO-based capacity | ELCBIO | HET3 | 0.95 | 85.11% | 97.62% | 0.01 | 0.01 | 0.5 | 0 | 0 | [8 empty] | 31.536
\I:
HETOILP400 | HET: Existing OIL-based capacity | ELCOIL | HET4 | 0.95 | 89.07% | 97.62% | 0.01 | 0.01 | 0.2 | 0 | 0 | [8 empty] | 31.536
HETGASP400 | HET: Existing GAS-based capacity | ELCNGA | HET4 | 0.95 | 89.07% | 97.62% | 0.01 | 0.01 | 0.3 | 0 | 0 | [8 empty] | 31.536
HETCOAP400 | HET: Existing COA-based capacity | ELCCOA | HET4 | 0.95 | 91.54% | 96.54% | 0.01 | 0.01 | 0.5 | 0 | 0 | [8 empty] | 31.536
HETBCOP400 | HET: Existing BCO-based capacity | ELCBCO | HET4 | 0.95 | 85.11% | 93.28% | 0.01 | 0.01 | 0.5 | 0 | 0 | [8 empty] | 31.536
HETBIOP400 | HET: Existing BIO-based capacity | ELCBIO | HET4 | 0.95 | 85.11% | 97.62% | 0.01 | 0.01 | 0.5 | 0 | 0 | [8 empty] | 31.536
\I:
HETBMUP100 | HET: Existing BMU-based capacity | ELCBMU | HET1 | 0.95 | 80% | 93.28% | 0.6 |  |  | 0 | 0.058337 | 0.058337 | 0.058337 | 0.058337 | 0.058337 | 0.058337 | 0 |  |  | 31.536
HETBMUP200 | HET: Existing BMU-based capacity | ELCBMU | HET2 | 0.95 | 80% | 93.28% | 0.6 |  |  | 0 | 0 | 0 | [7 empty] | 31.536
HETBMUP300 | HET: Existing BMU-based capacity | ELCBMU | HET3 | 0.95 | 80% | 93.28% | 0.6 |  |  | 0 | 0 | 0 | [7 empty] | 31.536
HETBMUP400 | HET: Existing BMU-based capacity | ELCBMU | HET4 | 0.95 | 80% | 93.28% | 0.6 |  |  | 0 | 0 | 0 | [7 empty] | 31.536
HETGEOP100 | HET: Existing GEO-based capacity | ELCGEO | HET1 | 0.95 | 100% | 100% | 0.63995 | 0.63995 | 0.65 | 0.105 | 0.1538 | 0.145 | 0.167 | 0.19 | 0.19 | 0.085 | 0.023 |  |  | 31.536
HETGEOP200 | HET: Existing GEO-based capacity | ELCGEO | HET2 | 0.95 | 100% | 100% | 0.63995 | 0.63995 | 0.65 | 0 | 0 | 0 | [7 empty] | 31.536
HETGEOP300 | HET: Existing GEO-based capacity | ELCGEO | HET3 | 0.95 | 100% | 100% | 0.63995 | 0.63995 | 0.65 | 0 | 0 | 0 | [7 empty] | 31.536
HETGEOP400 | HET: Existing GEO-based capacity | ELCGEO | HET4 | 0.95 | 100% | 100% | 0.63995 | 0.63995 | 0.65 | 0 | 0 | 0 | [7 empty] | 31.536
~FI_T: FIM
TechName | TechDesc | Comm-IN | Comm-OUT | CommGrp | LimType | Attribute | 2010~UP | 2017~UP | 2025~UP | CHPR~2010 | CHPR~2017 | AFA~LO | AFA~LO~2017 | AFA~LO~0 | AFA~FX | AFA~FX~2017 | AFA~FX~2020 | AFAC~2020 | AFAC~0 | INPUT~0 | VA_Attrib_TC~HET | VA_Attrib_TC~HET~2017
EWINGEN00 |  |  | ELCC |  |  | ACTFLO | 1 | [7 empty] | 0 | 0 | 0.30303
ESOLGEN00 |  |  | ELCC |  |  | ACTFLO | 1 | [7 empty] | 0 | 0 | 0.12557
EOILGEN00 | [11 empty] | 0.199 | 0.199 | 1
EGASGEN00 | [11 empty] | 0.699 | 0.699 | 1
ECOAGEN00 |  | ELCBSL | [9 empty] | 0.749 | 0.749 | 1
EBCOGEN00 | [11 empty] | 0.699 | 0.699 | 1
EBIOGEN00 | [11 empty] | 0.699 | 0.699 | 1
DHPBMUP100 |  |  | HET1 |  | FX |  |  |  |  | 1.8 | 1.8 | 0 | 0.34334 | 1
DHPBMUP200 |  |  | HET2 |  | FX |  |  |  |  | 1.8 | 1.8 | 0 | 0.34334 | 1
DHPBMUP300 |  |  | HET3 |  | FX |  |  |  |  | 1.8 | 1.8 | 0 | 0.34334 | 1
DHPBMUP400 |  |  | HET4 |  | FX |  |  |  |  | 1.8 | 1.8 | 0 | 0.34334 | 1
DHPGEOP00 |  | DHET1+3 | HET |  | FX | INPUT | 0.6 |  |  | 0.01 | 0.01
HETRECP00 | HET: Existing REC-based capacity | DHET1+3 | HET |  |  | INPUT | 0.6
HETRECP00 | HET: Existing REC-based capacity | RECHET |  |  |  | INPUT | 1
\I:
DHPOILP100 |  |  | HET1 |  | FX |  |  |  |  | 1.7142 | 1.8857 | [13 empty] | 1
DHPGASP100 |  |  | HET1 |  | UP |  |  |  |  | 1.0074 | 1.1667 | 0.66037 | 0.22958 | 1 |  |  |  | 0.23217 | 5 | [5 empty] | 2
DHPCOAP100 |  | ELCBIO | HET1 | NRG | UP | SHARE-I | 0.05 | 0.17 | 0.25 | 1.8381 | 2.1287 | [6 empty] | 0.65141 | 5 | [5 empty] | 3
DHPBCOP100 |  | ELCBIO | HET1 | NRG | FX | SHARE-I | 0.15 | 0.3 | 0.4 | 2.0303 | 2.0303 | [13 empty] | 4
DHPBIOP100 |  | ELCBCO | HET1 |  | FX |  |  |  |  | 2.4122 | 2.7936 | [13 empty] | 5
\I:
DHPOILP200 |  |  | HET2 |  | FX |  |  |  |  | 1.909 | 2.115 | [13 empty] | 1
DHPGASP200 |  |  | HET2 |  | FX |  |  |  |  | 1.5496 | 1.8746 | 0 | 0 | 1 | [10 empty] | 2
DHPCOAP200 |  | ELCBIO | HET2 | NRG | FX | SHARE-I | 0.1 | 0.25 | 0.3 | 3.6374 | 4.6816 | [13 empty] | 3
DHPBCOP200 |  | ELCBIO | HET2 | NRG | FX | SHARE-I | 0.2 | 0.4 | 0.5 | 4.303 | 4.303 | [13 empty] | 4
DHPBIOP200 |  | ELCBCO | HET2 |  | FX |  |  |  |  | 5.9522 | 8.2457 | [13 empty] | 5
\I:
DHPOILP300 |  |  | HET3 |  | FX |  |  |  |  | 1.7142 | 1.8857 | [13 empty] | 1
DHPGASP300 |  |  | HET3 |  | FX |  |  |  |  | 1.0074 | 1.1667 | [13 empty] | 2
DHPCOAP300 |  | ELCBIO | HET3 | NRG | UP | SHARE-I | 0.15 | 0.3 | 0.4 | 1.8381 | 2.1287 | [6 empty] | 0.51819 | 5 | [5 empty] | 3
DHPBCOP300 |  | ELCBIO | HET3 | NRG | UP | SHARE-I | 0.25 | 0.5 | 0.6 | 2.0303 | 2.0303 | [6 empty] | 0.49963 | 5 | [5 empty] | 4
DHPBIOP300 |  | ELCBCO | HET3 |  | FX |  |  |  |  | 2.4122 | 2.7936 | [13 empty] | 5
\I:
DHPOILP400 |  |  | HET4 |  | FX |  |  |  |  | 1.8443 | 2.0386 | [13 empty] | 1
DHPGASP400 |  |  | HET4 |  | FX |  |  |  |  | 1.339 | 1.5923 | [13 empty] | 2
DHPCOAP400 |  | ELCBIO | HET4 | NRG | FX | SHARE-I | 0.15 | 0.3 | 0.4 | 2.8283 | 3.4667 | [13 empty] | 3
DHPBCOP400 |  | ELCBIO | HET4 | NRG | FX | SHARE-I | 0.25 | 0.5 | 0.6 | 3.2424 | 3.2424 | [13 empty] | 4
DHPBIOP400 |  | ELCBCO | HET4 |  | FX |  |  |  |  | 4.1658 | 5.251 | [13 empty] | 5
\I:
HETGASP100 | [11 empty] | 0.060688 | 0.028452
HETGASP200
HETGEOP100 |  | SUPELC |  |  |  | INPUT | 0.33647 | 0.3125 | [11 empty] | 0
HETGEOP200 |  | SUPELC |  |  |  | INPUT | 0.33647 | 0.3125 | [11 empty] | 0
HETGEOP300 |  | SUPELC |  |  |  | INPUT | 0.33647 | 0.3125 | [11 empty] | 0
HETGEOP400 |  | SUPELC |  |  |  | INPUT | 0.33647 | 0.3125 | [11 empty] | 0
\I:
DHPOILP100 |  |  |  |  | UP | [15 empty] | 0.53767 | 0.5749
DHPGASP100 |  | ETXGAS |  | ETXGAS | UP | ACT_EFF | 0.99266 | 0.85715 | [12 empty] | 0.44732 | 0.47829
DHPCOAP100 |  | ETXCOA |  | ETXCOA | UP | ACT_EFF | 0.54405 | 0.46978 | [12 empty] | 0.54876 | 0.58676
DHPBCOP100 |  | ETXPET |  | ETXPET | UP | ACT_EFF | 0.49254 | 0.49254 | [12 empty] | 0.55416 | 0.59253
DHPBIOP100 |  |  |  |  | UP | [15 empty] | 0.59079 | 0.63169
\I:
DHPOILP200 |  |  |  |  | UP | [15 empty] | 0.55867 | 0.59735
DHPGASP200 |  |  |  |  | UP | [15 empty] | 0.54174 | 0.57925
DHPCOAP200 |  |  |  |  | UP | [15 empty] | 0.6646 | 0.71061
DHPBCOP200 |  |  |  |  | UP | [15 empty] | 0.67114 | 0.7176
DHPBIOP200 |  |  |  |  | UP | [15 empty] | 0.7155 | 0.76503
\I:
DHPOILP300 |  |  |  |  | UP | [15 empty] | 0.53767 | 0.5749
DHPGASP300 |  | ETXGAS |  | ETXGAS | UP | ACT_EFF | 0.99266 | 0.85715 | [12 empty] | 0.44732 | 0.47829
DHPCOAP300 |  | ETXCOA |  | ETXCOA | UP | ACT_EFF | 0.54405 | 0.46978 | [12 empty] | 0.54876 | 0.58676
DHPBCOP300 |  | ETXPET |  | ETXPET | UP | ACT_EFF | 0.49254 | 0.49254 | [12 empty] | 0.55416 | 0.59253
DHPBIOP300 |  |  |  |  | UP | [15 empty] | 0.59079 | 0.63169
\I:
DHPOILP400 |  |  |  |  | UP | [15 empty] | 0.55202 | 0.59024
DHPGASP400 |  |  |  |  | UP | [15 empty] | 0.51026 | 0.54559
DHPCOAP400 |  |  |  |  | UP | [15 empty] | 0.62599 | 0.66933
DHPBCOP400 |  |  |  |  | UP | [15 empty] | 0.63214 | 0.67591
DHPBIOP400 |  |  |  |  | UP | [15 empty] | 0.67393 | 0.72059
\I:
DHPCOAP100 |  | ELCBSL
DHPCOAP300 |  | ELCBSL

## General2
Parameters for electric and head grids
Calibration of Losses
| 2010 | 2017
LOSS | 1.0972 | 0.80842 | [5 empty] | 0.5542 | [7 empty] | 0.69446
ELCC+IMP | 29.1154 | 17.7395 |  | 2010 | Loss% | Volume | Loss | Loss% | Volume | Loss |  | 2017 | Loss% | Volume | Loss | Loss% | Volume | Loss
ELCM | 1.2786 | 0.77604 |  | ELCC | 2% | 28.2419 | 0.56484 | 1.108% | 28.2419 | 0.31304 |  | ELCC | 2% | 17.2073 | 0.34415 | 1.389% | 17.2073 | 0.23899
INDELC | 0 | 0 |  | ELCM | 2% | 25.4103 | 0.50821 | 1.097% | 25.6857 | 0.28165 |  | ELCM | 2% | 14.7441 | 0.29488 | 1.378% | 14.8625 | 0.20478
EXP | 0 | 0 |  | ELCD | 3.5% | 24.3944 | 0.8538 | 1.901% | 24.8964 | 0.47318 |  | ELCD | 3.5% | 13.7655 | 0.48179 | 2.394% | 13.974 | 0.33458
SUPPLY | 30.394 | 18.5155 |  | ELCE | 0.5% | 3.5454 | 0.017727 | 0.279% | 3.5218 | 0.0098244 |  | ELCE | 0.5% | 2.895 | 0.014475 | 0.3488% | 2.8818 | 0.010052
INDCON | 3.4924 | 2.8518 |  | ELCIND | 1% | 3.5277 | 0.035277 | 0.5567% | 3.512 | 0.019551 |  | ELCIND | 1% | 2.8806 | 0.028806 | 0.6966% | 2.8718 | 0.020004
TRACON | 0.50768 | 0.68376 |  | TOTAL |  |  | 1.9799 |  |  | 1.0972 |  | TOTAL |  |  | 1.1641 |  |  | 0.80842
| ~FI_T: FIM | [7 empty] | Improvements |  |  |  | Lower Bounds |  | ~FI_T: ACT_BND~FIM
CommName | Attribute | 2010 | 2017 | 2020 | 2030 | 2050 | 2100 |  | 2030 | 2100 |  |  | TechName | CommName | BD | 2010 | 2017 | 0
ELCC | COM_IE | 0.98892 | 0.98611 | 0.98625 | 0.98672 | 0.98865 | 0.99235 |  | 1.0035 | 1.008 |  |  | \I: Constraints
ELCM | COM_IE | 0.98903 | 0.98622 | 0.98636 | 0.98683 | 0.98874 | 0.99241 |  | 1.0035 | 1.008 |  |  | FT-ELCNGA0 |  | LO | 55.5916 | 18.5404 | 11
ELCD | COM_IE | 0.98099 | 0.97606 | 0.9763 | 0.9771 | 0.9804 | 0.98676 |  | 1.0035 | 1.008 |  |  | FT-ELCOIL0 |  | LO | 1.9566 | 0.41544 | 11
ELCE | COM_IE | 0.99721 | 0.99651 | 0.99655 | 0.99667 | 0.99716 | 0.99809 |  | 1.0035 | 1.008 |  |  | FT-ELCCOA0 |  | LO | 26.9536 | 38.442 | 11
INDELC | COM_IE | 0.99443 | 0.99303 | 0.99311 | 0.99334 | 0.99432 | 0.99618 |  | 1.0035 | 1.008 |  |  | FT-ELCBCO1 |  | LO | 0.54828 | 0.32256 | 11
HET | COM_IE | 0.93928 | 0.92796 | 0.92866 | 0.93094 | 0.93857 | 0.95434 |  | 1.0035 | 1.0063
DHET1+3 | COM_IE | 0.48852 | 0.48852
| Market share constraints |  |  | ~FI_T: PRC_MARK~FIM
| TechName | CommName | CommGrp | BD | 2010 | 2017 | 2020 | 2030 | 2050 | 2070 | 2100 | \I:Description
| \I: Constraints for HPL |  |  |  | 2010 | 2017 | 2020 | 2030 | 2050 | 2070 | 2100 |  |  |  |  | 1 | 2 | 3 | 4
| HETBIOP100 | HET1 | HETBIOP100 | LO | 0.17643 | 0.20384 | 0.18484 | 0.17264 | 0.15177 | 0.13534 | 0.11592 |  |  |  | 2020 | 0.2 | 0.15 | 0.2 | 0.15
| HETBIOP200 | HET2 | HETBIOP200 | LO | 0.5 | 0.5 | 0.47366 | 0.41079 | 0.31494 | 0.2536 | 0.19298 |  |  |  | 2030 | 0.16 | 0.13 | 0.16 | 0.13
| HETBIOP300 | HET3 | HETBIOP300 | LO | 0.5 | 0.5 | 0.47366 | 0.41079 | 0.31494 | 0.2536 | 0.19298 |  |  |  | 2050 | 0.12 | 0.11 | 0.12 | 0.11
| HETBIOP400 | HET4 | HETBIOP400 | LO | 0.5 | 0.5 | 0.47366 | 0.41079 | 0.31494 | 0.2536 | 0.19298
\I:
| HETOILP100 | HET1 | HETOILP100 | LO |  |  | 0.036969 | 0.027623 | 0.018212
| HETOILP200 | HET2 | HETOILP200 | LO |  |  | 0.07105 | 0.053403 | 0.034644
| HETOILP300 | HET3 | HETOILP300 | LO |  |  | 0.094733 | 0.065727 | 0.037793
| HETOILP400 | HET4 | HETOILP400 | LO |  |  | 0.07105 | 0.053403 | 0.034644
Note on D34: Antti Lehtilä: Identification of constraint, together with CommName. Process name can be used for defining a common coefficient for all group members.